## Index
Pricebook: Industrial Instruments Canada CAD | [5 empty] | Discount: | 0% | enter discount in format xx%
| Barometric Pressure |  |  | HMP63 | Industrial Datalogging |  |  |  | Calibration and Repair Services |  |  | INDIGO201SERVICES
|  | PTU300 |  | HMP63T |  | CA10 |  |  |  | CALCAREHMT120 |  | INDIGO202SERVICES
|  | family PDT100 |  | HMPX |  | CWL100 |  |  |  | DMP5SERVICES |  | INDIGO510SERVICES
| Carbon Dioxide |  |  | HMS110 | Meteorological Barometers |  |  |  |  | DMP6SERVICES |  | INDIGO520SERVICES
|  | GMP231 |  | HMT120 |  | PTB110 |  |  |  | DMP74ASERVICES |  | MI70SERVICES
|  | GMP251 |  | HMT130 |  | PTB210 |  |  |  | DMP74BSERVICES |  | MMPSERVICES
|  | GMP252 |  | HMT300TMK |  | PTB330 |  |  |  | DMP74CSERVICES |  | MMT162SERVICES
|  | GMP343 |  | HMT310 |  | PTB330TS-SYSTEM |  |  |  | DMP7SERVICES |  | MMT330SERVICES
|  | family GMW80 |  | HMT330 |  | family PMSUPP |  |  |  | DMP8SERVICES |  | PTB110SERVICES
|  | family GMX250 |  | HMT330MIK |  | family PTB330 |  |  |  | DMT132SERVICES |  | PTU301SERVICES
| Connectivity Devices |  |  | HMT370EX | Meteorological Humidity |  |  |  |  | DMT143LSERVICES |  | PTU303SERVICES
|  | INDIGO201 |  | HMW110 |  | HMP155 |  |  |  | DMT143SERVICES |  | PTU307SERVICES
|  | INDIGO202 |  | HMW90 |  | family DTR500 |  |  |  | DMT152SERVICES |  | PTU30TSERVICES
|  | INDIGO300 |  | MMPX | Moisture in Oil |  |  |  |  | DPT146SERVICES |  | TMD60SERVICES
|  | INDIGO500MIK |  | TMD110 |  | MM70 |  |  |  | GMP251SERVICES |  | TMP1SERVICES
|  | INDIGO510 |  | TMD60 |  | MMT162 |  |  |  | GMP252SERVICES | Contracts
|  | INDIGO520 |  | TMI110 |  | MMT310 |  |  |  | GMP343SERVICES |  | JSC
| Dewpoint |  |  | TMPX |  | MMT330 |  |  |  | HMD110SERVICES
|  | DM70 |  | TMT120 | Multigas Infrared Probes |  |  |  |  | HMD60SERVICES
|  | DMT132 |  | TMT130 |  | MGP241 |  |  |  | HMP110SERVICES
|  | DMT143 |  | TMW110 |  | MGP261 |  |  |  | HMP113SERVICES
|  | DMT152 |  | TMW90 |  | MGP262 |  |  |  | HMP1SERVICES
|  | DMT340 |  | family HMD60 |  | family MGP260 |  |  |  | HMP3SERVICES
|  | MI70 |  | family HMP60 | Spare Parts - Industrial Instruments |  |  |  |  | HMP4SERVICES
|  | family DMSUPP |  | family HMPX |  | family DMSP |  |  |  | HMP5SERVICES
| Handhelds |  |  | family SHM40 |  | family GMSP |  |  |  | HMP63SERVICES
|  | DMP80 |  | family XM40 |  | family HMSP |  |  |  | HMP7SERVICES
|  | GMP80P |  | family XMD80 |  | family SSDSPARE |  |  |  | HMP8SERVICES
|  | HMP80 |  | family XMW80 | Transformers and SF6 |  |  |  |  | HMP9SERVICES
|  | INDIGO80 |  | family XMW90 |  | DPT146 |  |  |  | HMS110SERVICES
| Humidity |  | Hydrogen Peroxide |  | Wind and Precipitation |  |  |  |  | HMT120NPC
|  | DMPX |  | HPP271 |  | WMT700 |  |  |  | HMT120SERVICES
|  | GMD110 |  | HPP272 |  | WXT530 |  |  |  | HMT130SERVICES
|  | GMW90 |  |  |  | WXT530-CFG01 |  |  |  | HMT331SERVICES
|  | GMW90R |  |  |  | family WMT700 |  |  |  | HMT333SERVICES
|  | HM40 |  |  |  | family WXSUPP |  |  |  | HMT334SERVICES
|  | HMD110 |  |  |  | family WXT500 |  |  |  | HMT335SERVICES
|  | HMD60 | [7 empty] | HMT337SERVICES
|  | HMK15 | [7 empty] | HMT338SERVICES
|  | HMM100 | [7 empty] | HMT371SERVICES
|  | HMM105 | [7 empty] | HMT373SERVICES
|  | HMM170 | [7 empty] | HMT374SERVICES
|  | HMP110 | [7 empty] | HMT375SERVICES
|  | HMP110REF | [7 empty] | HMT377SERVICES
|  | HMP110T | [7 empty] | HMT378SERVICES
|  | HMP113 | [7 empty] | HMW110SERVICES
|  | HMP370EX | [7 empty] | HPP271SERVICES
|  | HMP60 | [7 empty] | HPP272SERVICES

## JSC
Select grey cells and press delete to clear selections =>
|  |  | Price valid from: 2025-04-23 |  | Back to Index
JSC
Jade Smart Cloud | [6 empty] | 0%
|  |  |  | Sparepart | No configuration checking! | List Price (CAD) | Discounted | Item code
| Jade Smart Cloud |  |  |  | JSC | 0 | 0
x | Jade Smart Cloud Quote Type |  | New Contract for Jade Smart Cloud
Contract Update for Jade Smart Cloud
Contract Renewal for Jade Smart Cloud
x | Jade Smart Cloud License Tier | • | Basic Tier for Jade Smart Cloud |  |  | 96 | 96
No tier selection for Jade Smart Cloud
|  | • | Jade Smart Cloud for Power |  |  | 158 | 158
x | Jade Smart Cloud Device Connection Quantity | • | CWL100 Device Connection Quantity for Jade Smart Cloud |  |  | 4 | 4
|  | • | RFL100 Device Connection Quantity for Jade Smart Cloud |  |  | 4 | 4
|  | • | Indigo520 Device Connection Quantity for Jade Smart Cloud |  |  | 11 | 11
|  | • | Indigo510 Device Connection Quantity for Jade Smart Cloud |  |  | 7 | 7
x | Jade Smart Cloud Data Center |  | Data Center - North America for Jade Smart Cloud
Data Center - European Union for Jade Smart Cloud
x | Jade Smart Cloud Preferred Language |  | Preferred Language - English for Jade Smart Cloud
Preferred Language - Finnish for Jade Smart Cloud
Preferred Language - Swedish for Jade Smart Cloud
Preferred Language - French for Jade Smart Cloud
Preferred Language - Spanish for Jade Smart Cloud
Preferred Language - Portuguese for Jade Smart Cloud
Language selection not available for Contract Update for Jade Smart Cloud
Preferred Language - German for Jade Smart Cloud
Preferred Language - Japanese for Jade Smart Cloud
x | Jade Smart Cloud Account Administrator Contact Info |  | Administrator Contact Name for Jade Smart Cloud
Administrator Contact Email for Jade Smart Cloud
x | Jade Smart Cloud Custom Account Setup |  | Custom Account Name for Jade Smart Cloud
Custom Account Address for Jade Smart Cloud
[6 empty] | 0 | 0
Note: |  | Selections in bold are included in the prices of the basic versions.
| • | Selections in italic are available at an extra price.
Links:

## TMP1SERVICES
[8 empty] | Select grey column and press delete to clear selections => |  |  | TRUE
TRUE
|  |  | Price valid from: 2025-04-23 |  | Back to Index | [5 empty] | TRUE
TMP1SERVICES
Services for TMP1 | [6 empty] | 0%
|  |  |  | Sparepart | Valid Configuration | List Price (CAD) | Discounted
| Services for TMP1 |  |  |  | TMP1SERVICES | 0 | 0 | Status | Selected | 0 | TRUE | 0 | TRUE | 0 | TRUE | TRUE | 0 | 0 | TRUE | 0 | TRUE | 0 | TRUE | TRUE
x | Calibration |  | Accredited Calibration |  |  |  |  | 0
| Accredited Temperature Calibration | • | Accredited Temperature Calibration |  |  | 444 | 444 | 0 | TRUE
|  | • | Additional Accredited Temperature Calibration Point |  |  | 132 | 132 | 0
| Define Details for the Calibration Certificate |  | Company Name, Address and Calibration Interval for Certificate |  |  |  |  | 0 | TRUE
|  |  | Standard Calibration |  |  |  |  | 0
| Temperature Calibration | • | Temperature Calibration |  |  | 367 | 367 | 0 | TRUE
| Define details for the Calibration Certificate |  | Company Name, Address and Calibration Interval for Certificate |  |  |  |  | 0 | TRUE
x | Repair and Calibration - Repair | • | Repair Service for Indigo Probe |  |  | 1058 | 1058 | 0
x | Repair and Calibration - Calibration |  | Accredited Calibration |  |  |  |  | 0
| Accredited Temperature Calibration | • | Accredited Temperature Calibration |  |  | 444 | 444 | 0 | TRUE
|  | • | Additional Accredited Temperature Calibration Point |  |  | 132 | 132 | 0
| Define Details for the Calibration Certificate |  | Company Name, Address and Calibration Interval for Certificate |  |  |  |  | 0 | TRUE
|  |  | Standard Calibration |  |  |  |  | 0
| Temperature Calibration | • | Temperature Calibration |  |  | 367 | 367 | 0 | TRUE
| Define details for the Calibration Certificate |  | Company Name, Address and Calibration Interval for Certificate |  |  |  |  | 0 | TRUE
[6 empty] | 1622 | 1622 | 0
Note: |  | Selections in bold are included in the prices of the basic versions.
| • | Selections in italic are available at an extra price.
Links:
Service |  |  |  | item code
Temperature Probe |  |  |  | TMP1 |  | 902 | 902
Temperature Probe |  |  |  | TMPX

## TMD60SERVICES
[8 empty] | Select grey column and press delete to clear selections => |  |  | TRUE
TRUE
|  |  | Price valid from: 2025-04-23 |  | Back to Index | [5 empty] | TRUE
TMD60SERVICES
Services for TMD60 | [6 empty] | 0%
|  |  |  | Sparepart | Valid Configuration | List Price (CAD) | Discounted
| Services for TMD60 |  |  |  | TMD60SERVICES | 0 | 0 | Status | Selected | 0 | TRUE | 0 | TRUE | 0 | TRUE | TRUE | 0 | TRUE | 0 | TRUE
x | Calibration |  | Accredited Calibration |  |  |  |  | 0
| Accredited Temperature Calibration | • | Accredited Temperature Calibration |  |  | 444 | 444 | 0 | TRUE
|  | • | Additional Accredited Temperature Calibration Point |  |  | 132 | 132 | 0
| Define Details for the Calibration Certificate |  | Company Name, Address and Calibration Interval for Certificate |  |  |  |  | 0 | TRUE
|  |  | Standard Calibration |  |  |  |  | 0
| Temperature Calibration | • | Temperature Calibration |  |  | 367 | 367 | 0 | TRUE
| Define Details for the Calibration Certificate |  | Company Name, Address and Calibration Interval for Certificate |  |  |  |  | 0 | TRUE
|  |  | Custom Calibration |  |  |  |  | 0
| Temperature Calibration | • | Temperature Calibration |  |  | 367 | 367 | 0 | TRUE
|  | • | Additional Temperature Calibration Point |  |  | 132 | 132 | 0
| Define Details for the Calibration Certificate |  | Company Name, Address and Calibration Interval for Certificate |  |  |  |  | 0 | TRUE
[6 empty] | 1178 | 1178 | 0
Note: |  | Selections in bold are included in the prices of the basic versions.
| • | Selections in italic are available at an extra price.
Links:

## PTU30TSERVICES
[8 empty] | Select grey column and press delete to clear selections => |  |  | TRUE
TRUE
|  |  | Price valid from: 2025-04-23 |  | Back to Index | [5 empty] | TRUE
PTU30TSERVICES
Services for PTU30T | [6 empty] | 0%
|  |  |  | Sparepart | Valid Configuration | List Price (CAD) | Discounted
| Services for PTU30T |  |  |  | PTU30TSERVICES | 0 | 0 | Status | Selected | 0 | TRUE | TRUE | 0 | 0 | TRUE | 0 | TRUE | TRUE | 0 | 0 | TRUE | 0 | TRUE | TRUE | 0 | TRUE | 0 | 0 | TRUE | TRUE | 0 | 0 | TRUE | 0 | TRUE | TRUE | 0 | 0 | TRUE | 0 | TRUE | TRUE | 0 | TRUE
x | Calibration |  | Custom Calibration |  |  |  |  | 0
| Pressure calibration | • | Pressure Calibration, Full Range |  |  | 541 | 541 | 0 | TRUE
| Temperature calibration | • | Temperature Calibration |  |  | 189 | 189 | 0 | TRUE
|  | • | Additional Temperature Calibration Point |  |  | 132 | 132 | 0
| Analog output calibration | • | Scaled Analog Output Readings in the Calibration Certificate |  |  | 236 | 236 | 0
| Define Details for the Calibration Certificate |  | Company Name, Address and Calibration Interval for Certificate |  |  |  |  | 0 | TRUE
|  |  | Accredited Calibration |  |  |  |  | 0
| Accredited pressure calibration | • | Accredited Pressure Calibration for PTU-series, Full Range |  |  | 756 | 756 | 0 | TRUE
| Accredited temperature calibration | • | Temperature Calibration |  |  | 189 | 189 | 0 | TRUE
|  | • | Additional Accredited Temperature Calibration Point |  |  | 132 | 132 | 0
| Analog output calibration | • | Scaled Analog Output Readings in the Calibration Certificate |  |  | 236 | 236 | 0
| Define Details for the Calibration Certificate |  | Company Name, Address and Calibration Interval for Certificate |  |  |  |  | 0 | TRUE
|  |  | Standard Calibration |  |  |  |  | 0
| Pressure calibration | • | Pressure Calibration, Full Range |  |  | 541 | 541 | 0 | TRUE
| Temperature calibration | • | Temperature Calibration |  |  | 189 | 189 | 0 | TRUE
| Analog Output Calibration | • | Additional Analog Output Calibration, 3 points |  |  | 236 | 236 | 0
| Define Details for the Calibration Certificate |  | Company Name, Address and Calibration Interval for Certificate |  |  |  |  | 0 | TRUE
x | Repair and Calibration - Repair | • | Repair Service for PTU300 Transmitter |  |  | 738 | 738 | 0
x | Repair and Calibration - Calibration |  | Custom Calibration |  |  |  |  | 0
| Pressure calibration | • | Pressure Calibration, Full Range |  |  | 541 | 541 | 0 | TRUE
| Temperature calibration | • | Temperature Calibration |  |  | 189 | 189 | 0 | TRUE
|  | • | Additional Temperature Calibration Point |  |  | 132 | 132 | 0
| Analog output calibration | • | Scaled Analog Output Readings in the Calibration Certificate |  |  | 236 | 236 | 0
| Define Details for the Calibration Certificate |  | Company Name, Address and Calibration Interval for Certificate |  |  |  |  | 0 | TRUE
|  |  | Accredited Calibration |  |  |  |  | 0
| Accredited pressure calibration | • | Accredited Pressure Calibration for PTU-series, Full Range |  |  | 756 | 756 | 0 | TRUE
| Accredited temperature calibration | • | Temperature Calibration |  |  | 189 | 189 | 0 | TRUE
|  | • | Additional Accredited Temperature Calibration Point |  |  | 132 | 132 | 0
| Analog output calibration | • | Scaled Analog Output Readings in the Calibration Certificate |  |  | 236 | 236 | 0
| Define Details for the Calibration Certificate |  | Company Name, Address and Calibration Interval for Certificate |  |  |  |  | 0 | TRUE
|  |  | Standard Calibration |  |  |  |  | 0
| Pressure calibration | • | Pressure Calibration, Full Range |  |  | 541 | 541 | 0 | TRUE
| Temperature calibration | • | Temperature Calibration |  |  | 189 | 189 | 0 | TRUE
| Analog Output Calibration | • | Additional Analog Output Calibration, 3 points |  |  | 236 | 236 | 0
| Define Details for the Calibration Certificate |  | Company Name, Address and Calibration Interval for Certificate |  |  |  |  | 0 | TRUE
[6 empty] | 4810 | 4810 | 0
Note: |  | Selections in bold are included in the prices of the basic versions.
| • | Selections in italic are available at an extra price.
Links:

## PTU307SERVICES
[8 empty] | Select grey column and press delete to clear selections => |  |  | TRUE
TRUE
|  |  | Price valid from: 2025-04-23 |  | Back to Index | [5 empty] | TRUE
PTU307SERVICES
Services for PTU307 | [6 empty] | 0%
|  |  |  | Sparepart | Valid Configuration | List Price (CAD) | Discounted
| Services for PTU307 |  |  |  | PTU307SERVICES | 0 | 0 | Status | Selected | 0 | TRUE | TRUE | 0 | 0 | TRUE | 0 | 0 | 0 | 0 | TRUE | 0 | TRUE | TRUE | 0 | TRUE | 0 | 0 | 0 | TRUE | 0 | TRUE | TRUE | TRUE | 0 | TRUE | 0 | 0 | TRUE | TRUE | 0 | TRUE | 0 | 0 | 0 | 0 | TRUE | 0 | TRUE | TRUE | 0 | TRUE | 0 | 0 | TRUE | 0 | TRUE | TRUE | TRUE | 0 | TRUE
→ Expand | Calibration |  | Custom Calibration |  |  |  |  | 0
| Pressure calibration | • | Pressure Calibration, Full Range |  |  | 541 | 541 | 0 | TRUE
| Humidity calibration at room temperature | • | Humidity Calibration at Room Temperature |  |  | 516 | 516 | 0 | TRUE
|  | • | Additional Humidity Calibration Point at Room Temperature |  |  | 108 | 108 | 0
| Temperature calibration | • | Additional Temperature Calibration Point |  |  | 132 | 132 | 0
|  |  | Temperature calibration at room temperature (+/-2°C from 23°C) |  |  |  |  | 0 | TRUE
| Additional Humidity Calibration at Selected Temperature | • | Additional Humidity Calibration Point at Selected Temperature |  |  | 132 | 132 | 0
|  | • | Humidity Calibration at Selected Temperature |  |  | 690 | 690 | 0
| Sensor Replacement | • | Sensor Replacement Service |  |  | 422 | 422 | 0
| Analog output calibration | • | Scaled Analog Output Readings in the Calibration Certificate |  |  | 236 | 236 | 0
| Define Details for the Calibration Certificate |  | Company Name, Address and Calibration Interval for Certificate |  |  |  |  | 0 | TRUE
|  |  | Accredited Calibration |  |  |  |  | 0
| Accredited pressure calibration | • | Accredited Pressure Calibration for PTU-series, Full Range |  |  | 756 | 756 | 0 | TRUE
| Accredited humidity calibration at room temperature | • | Accredited Humidity Calibration at Room Temperature |  |  | 724 | 724 | 0 | TRUE
|  | • | Additional Accredited Humidity Calibration Point |  |  | 132 | 132 | 0
| Accredited temperature calibration |  | Temperature calibration at room temperature (+/-2°C from 23°C) |  |  |  |  | 0 | TRUE
|  | • | Additional Accredited Temperature Calibration Point |  |  | 132 | 132 | 0
| Sensor Replacement | • | Sensor Replacement Service |  |  | 422 | 422 | 0
| Analog output calibration | • | Scaled Analog Output Readings in the Calibration Certificate |  |  | 236 | 236 | 0
| Define Details for the Calibration Certificate |  | Company Name, Address and Calibration Interval for Certificate |  |  |  |  | 0 | TRUE
|  |  | Standard Calibration |  |  |  |  | 0
| Pressure calibration | • | Pressure Calibration, Full Range |  |  | 541 | 541 | 0 | TRUE
| Humidity calibration at room temperature | • | Humidity Calibration at Room Temperature |  |  | 516 | 516 | 0 | TRUE
| Temperature calibration at room temperature |  | Temperature calibration at room temperature (+/-2°C from 23°C) |  |  |  |  | 0 | TRUE
| Sensor Replacement | • | Sensor Replacement Service |  |  | 422 | 422 | 0
| Define Details for the Calibration Certificate |  | Company Name, Address and Calibration Interval for Certificate |  |  |  |  | 0 | TRUE
x | Repair and Calibration - Repair | • | Repair Service for PTU300 Transmitter |  |  | 738 | 738 | 0
→ Expand | Repair and Calibration - Calibration |  | Custom Calibration |  |  |  |  | 0
| Pressure calibration | • | Pressure Calibration, Full Range |  |  | 541 | 541 | 0 | TRUE
| Humidity calibration at room temperature | • | Humidity Calibration at Room Temperature |  |  | 516 | 516 | 0 | TRUE
|  | • | Additional Humidity Calibration Point at Room Temperature |  |  | 108 | 108 | 0
| Temperature calibration |  | Temperature calibration at room temperature (+/-2°C from 23°C) |  |  |  |  | 0 | TRUE
|  | • | Additional Temperature Calibration Point |  |  | 132 | 132 | 0
| Additional Humidity Calibration at Selected Temperature | • | Additional Humidity Calibration Point at Selected Temperature |  |  | 132 | 132 | 0
|  | • | Humidity Calibration at Selected Temperature |  |  | 690 | 690 | 0
| Analog output calibration | • | Scaled Analog Output Readings in the Calibration Certificate |  |  | 236 | 236 | 0
| Define Details for the Calibration Certificate |  | Company Name, Address and Calibration Interval for Certificate |  |  |  |  | 0 | TRUE
|  |  | Accredited Calibration |  |  |  |  | 0
| Accredited pressure calibration | • | Accredited Pressure Calibration for PTU-series, Full Range |  |  | 756 | 756 | 0 | TRUE
| Accredited humidity calibration at room temperature | • | Accredited Humidity Calibration at Room Temperature |  |  | 724 | 724 | 0 | TRUE
|  | • | Additional Accredited Humidity Calibration Point |  |  | 132 | 132 | 0
| Accredited temperature calibration |  | Temperature calibration at room temperature (+/-2°C from 23°C) |  |  |  |  | 0 | TRUE
|  | • | Additional Accredited Temperature Calibration Point |  |  | 132 | 132 | 0
| Analog output calibration | • | Scaled Analog Output Readings in the Calibration Certificate |  |  | 236 | 236 | 0
| Define Details for the Calibration Certificate |  | Company Name, Address and Calibration Interval for Certificate |  |  |  |  | 0 | TRUE
|  |  | Standard Calibration |  |  |  |  | 0
| Pressure calibration | • | Pressure Calibration, Full Range |  |  | 541 | 541 | 0 | TRUE
| Humidity calibration at room temperature | • | Humidity Calibration at Room Temperature |  |  | 516 | 516 | 0 | TRUE
| Temperature calibration at room temperature |  | Temperature calibration at room temperature (+/-2°C from 23°C) |  |  |  |  | 0 | TRUE
| Analog Output Calibration | • | Additional Analog Output Calibration, 3 points |  |  | 236 | 236 | 0
| Define Details for the Calibration Certificate |  | Company Name, Address and Calibration Interval for Certificate |  |  |  |  | 0 | TRUE
[6 empty] | 7188 | 7188 | 0
Note: |  | Selections in bold are included in the prices of the basic versions.
| • | Selections in italic are available at an extra price.
Links:

## PTU303SERVICES
[8 empty] | Select grey column and press delete to clear selections => |  |  | TRUE
TRUE
|  |  | Price valid from: 2025-04-23 |  | Back to Index | [5 empty] | TRUE
PTU303SERVICES
Services for PTU303 | [6 empty] | 0%
|  |  |  | Sparepart | Valid Configuration | List Price (CAD) | Discounted
| Services for PTU303 |  |  |  | PTU303SERVICES | 0 | 0 | Status | Selected | 0 | TRUE | TRUE | 0 | TRUE | 0 | 0 | 0 | TRUE | 0 | TRUE | TRUE | TRUE | 0 | TRUE | 0 | TRUE | TRUE | 0 | 0 | TRUE | 0 | 0 | 0 | 0 | TRUE | 0 | 0 | TRUE | TRUE | 0 | TRUE | 0 | 0 | 0 | 0 | TRUE | 0 | TRUE | TRUE | 0 | TRUE | 0 | 0 | TRUE | 0 | TRUE | TRUE | TRUE | 0 | TRUE
→ Expand | Calibration |  | Accredited Calibration |  |  |  |  | 0
| Accredited pressure calibration | • | Accredited Pressure Calibration for PTU-series, Full Range |  |  | 756 | 756 | 0 | TRUE
| Accredited humidity calibration at room temperature | • | Accredited Humidity Calibration at Room Temperature |  |  | 724 | 724 | 0 | TRUE
|  | • | Additional Accredited Humidity Calibration Point |  |  | 132 | 132 | 0
| Accredited temperature calibration |  | Temperature calibration at room temperature (+/-2°C from 23°C) |  |  |  |  | 0 | TRUE
|  | • | Additional Accredited Temperature Calibration Point |  |  | 132 | 132 | 0
| Sensor Replacement | • | Sensor Replacement Service |  |  | 422 | 422 | 0
| Analog output calibration | • | Scaled Analog Output Readings in the Calibration Certificate |  |  | 236 | 236 | 0
| Define Details for the Calibration Certificate |  | Company Name, Address and Calibration Interval for Certificate |  |  |  |  | 0 | TRUE
|  |  | Standard Calibration |  |  |  |  | 0
| Pressure calibration | • | Pressure Calibration, Full Range |  |  | 541 | 541 | 0 | TRUE
| Humidity calibration at room temperature | • | Humidity Calibration at Room Temperature |  |  | 516 | 516 | 0 | TRUE
| Temperature calibration at room temperature |  | Temperature calibration at room temperature (+/-2°C from 23°C) |  |  |  |  | 0 | TRUE
| Sensor Replacement | • | Sensor Replacement Service |  |  | 422 | 422 | 0
| Define Details for the Calibration Certificate |  | Company Name, Address and Calibration Interval for Certificate |  |  |  |  | 0 | TRUE
|  |  | Custom Calibration |  |  |  |  | 0
| Pressure calibration | • | Pressure Calibration, Full Range |  |  | 541 | 541 | 0 | TRUE
| Humidity calibration at room temperature | • | Humidity Calibration at Room Temperature |  |  | 516 | 516 | 0 | TRUE
|  | • | Additional Humidity Calibration Point at Room Temperature |  |  | 108 | 108 | 0
| Temperature calibration | • | Additional Temperature Calibration Point |  |  | 132 | 132 | 0
|  |  | Temperature calibration at room temperature (+/-2°C from 23°C) |  |  |  |  | 0 | TRUE
| Additional Humidity Calibration at Selected Temperature | • | Additional Humidity Calibration Point at Selected Temperature |  |  | 132 | 132 | 0
|  | • | Humidity Calibration at Selected Temperature |  |  | 690 | 690 | 0
| Sensor Replacement | • | Sensor Replacement Service |  |  | 422 | 422 | 0
| Analog output calibration | • | Scaled Analog Output Readings in the Calibration Certificate |  |  | 236 | 236 | 0
| Define Details for the Calibration Certificate |  | Company Name, Address and Calibration Interval for Certificate |  |  |  |  | 0 | TRUE
x | Repair and Calibration - Repair | • | Repair Service for PTU300 Transmitter |  |  | 738 | 738 | 0
→ Expand | Repair and Calibration - Calibration |  | Custom Calibration |  |  |  |  | 0
| Pressure calibration | • | Pressure Calibration, Full Range |  |  | 541 | 541 | 0 | TRUE
| Humidity calibration at room temperature | • | Humidity Calibration at Room Temperature |  |  | 516 | 516 | 0 | TRUE
|  | • | Additional Humidity Calibration Point at Room Temperature |  |  | 108 | 108 | 0
| Temperature calibration |  | Temperature calibration at room temperature (+/-2°C from 23°C) |  |  |  |  | 0 | TRUE
|  | • | Additional Temperature Calibration Point |  |  | 132 | 132 | 0
| Additional Humidity Calibration at Selected Temperature | • | Additional Humidity Calibration Point at Selected Temperature |  |  | 132 | 132 | 0
|  | • | Humidity Calibration at Selected Temperature |  |  | 690 | 690 | 0
| Analog output calibration | • | Scaled Analog Output Readings in the Calibration Certificate |  |  | 236 | 236 | 0
| Define Details for the Calibration Certificate |  | Company Name, Address and Calibration Interval for Certificate |  |  |  |  | 0 | TRUE
|  |  | Accredited Calibration |  |  |  |  | 0
| Accredited pressure calibration | • | Accredited Pressure Calibration for PTU-series, Full Range |  |  | 756 | 756 | 0 | TRUE
| Accredited humidity calibration at room temperature | • | Accredited Humidity Calibration at Room Temperature |  |  | 724 | 724 | 0 | TRUE
|  | • | Additional Accredited Humidity Calibration Point |  |  | 132 | 132 | 0
| Accredited temperature calibration |  | Temperature calibration at room temperature (+/-2°C from 23°C) |  |  |  |  | 0 | TRUE
|  | • | Additional Accredited Temperature Calibration Point |  |  | 132 | 132 | 0
| Analog output calibration | • | Scaled Analog Output Readings in the Calibration Certificate |  |  | 236 | 236 | 0
| Define Details for the Calibration Certificate |  | Company Name, Address and Calibration Interval for Certificate |  |  |  |  | 0 | TRUE
|  |  | Standard Calibration |  |  |  |  | 0
| Pressure calibration | • | Pressure Calibration, Full Range |  |  | 541 | 541 | 0 | TRUE
| Humidity calibration at room temperature | • | Humidity Calibration at Room Temperature |  |  | 516 | 516 | 0 | TRUE
| Temperature calibration at room temperature |  | Temperature calibration at room temperature (+/-2°C from 23°C) |  |  |  |  | 0 | TRUE
| Analog Output Calibration | • | Additional Analog Output Calibration, 3 points |  |  | 236 | 236 | 0
| Define Details for the Calibration Certificate |  | Company Name, Address and Calibration Interval for Certificate |  |  |  |  | 0 | TRUE
[6 empty] | 7188 | 7188 | 0
Note: |  | Selections in bold are included in the prices of the basic versions.
| • | Selections in italic are available at an extra price.
Links:

## PTU301SERVICES
[8 empty] | Select grey column and press delete to clear selections => |  |  | TRUE
TRUE
|  |  | Price valid from: 2025-04-23 |  | Back to Index | [5 empty] | TRUE
PTU301SERVICES
Services for PTU301 | [6 empty] | 0%
|  |  |  | Sparepart | Valid Configuration | List Price (CAD) | Discounted
| Services for PTU301 |  |  |  | PTU301SERVICES | 0 | 0 | Status | Selected | 0 | TRUE | TRUE | 0 | TRUE | 0 | 0 | 0 | TRUE | 0 | TRUE | TRUE | TRUE | 0 | TRUE | 0 | TRUE | TRUE | 0 | 0 | TRUE | 0 | 0 | 0 | 0 | TRUE | 0 | 0 | TRUE | TRUE | TRUE | 0 | TRUE | 0 | TRUE | TRUE | 0 | TRUE | 0 | 0 | TRUE | 0 | TRUE | TRUE | 0 | TRUE | 0 | 0 | 0 | 0 | TRUE
→ Expand | Calibration |  | Accredited Calibration |  |  |  |  | 0
| Accredited pressure calibration | • | Accredited Pressure Calibration for PTU-series, Full Range |  |  | 756 | 756 | 0 | TRUE
| Accredited humidity calibration at room temperature | • | Accredited Humidity Calibration at Room Temperature |  |  | 724 | 724 | 0 | TRUE
|  | • | Additional Accredited Humidity Calibration Point |  |  | 132 | 132 | 0
| Accredited temperature calibration |  | Temperature calibration at room temperature (+/-2°C from 23°C) |  |  |  |  | 0 | TRUE
|  | • | Additional Accredited Temperature Calibration Point |  |  | 132 | 132 | 0
| Sensor Replacement | • | Sensor Replacement Service |  |  | 422 | 422 | 0
| Analog output calibration | • | Scaled Analog Output Readings in the Calibration Certificate |  |  | 236 | 236 | 0
| Define Details for the Calibration Certificate |  | Company Name, Address and Calibration Interval for Certificate |  |  |  |  | 0 | TRUE
|  |  | Standard Calibration |  |  |  |  | 0
| Pressure calibration | • | Pressure Calibration, Full Range |  |  | 541 | 541 | 0 | TRUE
| Humidity calibration at room temperature | • | Humidity Calibration at Room Temperature |  |  | 516 | 516 | 0 | TRUE
| Temperature calibration at room temperature |  | Temperature calibration at room temperature (+/-2°C from 23°C) |  |  |  |  | 0 | TRUE
| Sensor Replacement | • | Sensor Replacement Service |  |  | 422 | 422 | 0
| Define Details for the Calibration Certificate |  | Company Name, Address and Calibration Interval for Certificate |  |  |  |  | 0 | TRUE
|  |  | Custom Calibration |  |  |  |  | 0
| Pressure calibration | • | Pressure Calibration, Full Range |  |  | 541 | 541 | 0 | TRUE
| Humidity calibration at room temperature | • | Humidity Calibration at Room Temperature |  |  | 516 | 516 | 0 | TRUE
|  | • | Additional Humidity Calibration Point at Room Temperature |  |  | 108 | 108 | 0
| Temperature calibration | • | Additional Temperature Calibration Point |  |  | 132 | 132 | 0
|  |  | Temperature calibration at room temperature (+/-2°C from 23°C) |  |  |  |  | 0 | TRUE
| Additional Humidity Calibration at Selected Temperature | • | Additional Humidity Calibration Point at Selected Temperature |  |  | 132 | 132 | 0
|  | • | Humidity Calibration at Selected Temperature |  |  | 690 | 690 | 0
| Sensor Replacement | • | Sensor Replacement Service |  |  | 422 | 422 | 0
| Analog output calibration | • | Scaled Analog Output Readings in the Calibration Certificate |  |  | 236 | 236 | 0
| Define Details for the Calibration Certificate |  | Company Name, Address and Calibration Interval for Certificate |  |  |  |  | 0 | TRUE
x | Repair and Calibration - Repair | • | Repair Service for PTU300 Transmitter |  |  | 738 | 738 | 0
→ Expand | Repair and Calibration - Calibration |  | Standard Calibration |  |  |  |  | 0
| Pressure calibration | • | Pressure Calibration, Full Range |  |  | 541 | 541 | 0 | TRUE
| Humidity calibration at room temperature | • | Humidity Calibration at Room Temperature |  |  | 516 | 516 | 0 | TRUE
| Temperature calibration at room temperature |  | Temperature calibration at room temperature (+/-2°C from 23°C) |  |  |  |  | 0 | TRUE
| Analog Output Calibration | • | Additional Analog Output Calibration, 3 points |  |  | 236 | 236 | 0
| Define Details for the Calibration Certificate |  | Company Name, Address and Calibration Interval for Certificate |  |  |  |  | 0 | TRUE
|  |  | Accredited Calibration |  |  |  |  | 0
| Accredited pressure calibration | • | Accredited Pressure Calibration for PTU-series, Full Range |  |  | 756 | 756 | 0 | TRUE
| Accredited humidity calibration at room temperature | • | Accredited Humidity Calibration at Room Temperature |  |  | 724 | 724 | 0 | TRUE
|  | • | Additional Accredited Humidity Calibration Point |  |  | 132 | 132 | 0
| Accredited temperature calibration |  | Temperature calibration at room temperature (+/-2°C from 23°C) |  |  |  |  | 0 | TRUE
|  | • | Additional Accredited Temperature Calibration Point |  |  | 132 | 132 | 0
| Analog output calibration | • | Scaled Analog Output Readings in the Calibration Certificate |  |  | 236 | 236 | 0
| Define Details for the Calibration Certificate |  | Company Name, Address and Calibration Interval for Certificate |  |  |  |  | 0 | TRUE
|  |  | Custom Calibration |  |  |  |  | 0
| Pressure calibration | • | Pressure Calibration, Full Range |  |  | 541 | 541 | 0 | TRUE
| Humidity calibration at room temperature | • | Humidity Calibration at Room Temperature |  |  | 516 | 516 | 0 | TRUE
|  | • | Additional Humidity Calibration Point at Room Temperature |  |  | 108 | 108 | 0
| Temperature calibration |  | Temperature calibration at room temperature (+/-2°C from 23°C) |  |  |  |  | 0 | TRUE
|  | • | Additional Temperature Calibration Point |  |  | 132 | 132 | 0
| Additional Humidity Calibration at Selected Temperature | • | Additional Humidity Calibration Point at Selected Temperature |  |  | 132 | 132 | 0
|  | • | Humidity Calibration at Selected Temperature |  |  | 690 | 690 | 0
| Analog output calibration | • | Scaled Analog Output Readings in the Calibration Certificate |  |  | 236 | 236 | 0
| Define Details for the Calibration Certificate |  | Company Name, Address and Calibration Interval for Certificate |  |  |  |  | 0 | TRUE
[6 empty] | 7188 | 7188 | 0
Note: |  | Selections in bold are included in the prices of the basic versions.
| • | Selections in italic are available at an extra price.
Links:

## PTB110SERVICES
[8 empty] | Select grey column and press delete to clear selections => |  |  | TRUE
TRUE
|  |  | Price valid from: 2025-04-23 |  | Back to Index | [5 empty] | TRUE
PTB110SERVICES
Services for PTB110 | [6 empty] | 0%
|  |  |  | Sparepart | Valid Configuration | List Price (CAD) | Discounted
| Services for PTB110 |  |  |  | PTB110SERVICES | 0 | 0 | Status | Selected | 0 | TRUE | TRUE | 0 | TRUE | TRUE | 0 | 0 | TRUE | TRUE | 0 | TRUE | TRUE
x | Calibration |  | Accredited Calibration |  |  |  |  | 0
| Accredited Pressure Calibration | • | Accredited Pressure Calibration, Full Range |  |  | 891 | 891 | 0 | TRUE
| Define Details for the Calibration Certificate |  | Company Name, Address and Calibration Interval for Certificate |  |  |  |  | 0 | TRUE
|  |  | Standard Calibration |  |  |  |  | 0
| Pressure Calibration | • | Pressure Calibration, Full Range |  |  | 783 | 783 | 0 | TRUE
| Define Details for the Calibration Certificate |  | Company Name, Address and Calibration Interval for Certificate |  |  |  |  | 0 | TRUE
x | Repair and Calibration - Repair | • | Repair Service for PTB110 Barometer |  |  | 228 | 228 | 0
x | Repair and Calibration - Calibration |  | Accredited Calibration |  |  |  |  | 0
| Accredited Pressure Calibration | • | Accredited Pressure Calibration, Full Range |  |  | 891 | 891 | 0 | TRUE
| Define Details for the Calibration Certificate |  | Company Name, Address and Calibration Interval for Certificate |  |  |  |  | 0 | TRUE
|  |  | Standard Calibration |  |  |  |  | 0
| Pressure Calibration | • | Pressure Calibration, Full Range |  |  | 783 | 783 | 0 | TRUE
| Define Details for the Calibration Certificate |  | Company Name, Address and Calibration Interval for Certificate |  |  |  |  | 0 | TRUE
[6 empty] | 3348 | 3348 | 0
Note: |  | Selections in bold are included in the prices of the basic versions.
| • | Selections in italic are available at an extra price.
Links:

## MMT330SERVICES
[8 empty] | Select grey column and press delete to clear selections => |  |  | TRUE
TRUE
|  |  | Price valid from: 2025-04-23 |  | Back to Index | [5 empty] | TRUE
MMT330SERVICES
Services for MMT330 | [6 empty] | 0%
|  |  |  | Sparepart | Valid Configuration | List Price (CAD) | Discounted
| Services for MMT330 |  |  |  | MMT330SERVICES | 0 | 0 | Status | Selected | 0 | TRUE | 0 | TRUE | 0 | 0 | 0 | TRUE | 0 | TRUE | TRUE | 0 | TRUE | 0 | 0 | TRUE | TRUE | 0 | TRUE | 0 | 0 | TRUE | 0 | TRUE | 0 | 0 | 0 | TRUE | 0 | TRUE | TRUE | 0 | TRUE | 0 | 0 | TRUE | TRUE | 0 | TRUE
x | Calibration |  | Custom Calibration |  |  |  |  | 0
| Humidity calibration at room temperature | • | Humidity Calibration at Room Temperature |  |  | 516 | 516 | 0 | TRUE
|  | • | Additional Humidity Calibration Point at Room Temperature |  |  | 108 | 108 | 0
| Temperature calibration |  | Temperature calibration at room temperature (+/-2°C from 23°C) |  |  |  |  | 0 | TRUE
|  | • | Additional Temperature Calibration Point |  |  | 132 | 132 | 0
| Additional Humidity Calibration at Selected Temperature | • | Additional Humidity Calibration Point at Selected Temperature |  |  | 132 | 132 | 0
|  | • | Humidity Calibration at Selected Temperature |  |  | 690 | 690 | 0
| Define Details for the Calibration Certificate |  | Company Name, Address and Calibration Interval for Certificate |  |  |  |  | 0 | TRUE
|  |  | Standard Calibration |  |  |  |  | 0
| Humidity calibration at room temperature | • | Humidity Calibration at Room Temperature |  |  | 516 | 516 | 0 | TRUE
| Temperature calibration at room temperature |  | Temperature calibration at room temperature (+/-2°C from 23°C) |  |  |  |  | 0 | TRUE
| Analog Output Calibration | • | Additional Analog Output Calibration, 3 points |  |  | 236 | 236 | 0
| Define Details for the Calibration Certificate |  | Company Name, Address and Calibration Interval for Certificate |  |  |  |  | 0 | TRUE
|  |  | Accredited Calibration |  |  |  |  | 0
| Accredited humidity calibration at room temperature | • | Additional Accredited Humidity Calibration Point |  |  | 132 | 132 | 0
|  | • | Accredited Humidity Calibration at Room Temperature |  |  | 724 | 724 | 0 | TRUE
| Accredited temperature calibration |  | Temperature calibration at room temperature (+/-2°C from 23°C) |  |  |  |  | 0 | TRUE
|  | • | Additional Accredited Temperature Calibration Point |  |  | 132 | 132 | 0
| Define Details for the Calibration Certificate |  | Company Name, Address and Calibration Interval for Certificate |  |  |  |  | 0 | TRUE
x | Repair and Calibration - Repair | • | Repair Service for MMT330 Transmitter |  |  | 659 | 659 | 0
x | Repair and Calibration - Calibration |  | Custom Calibration |  |  |  |  | 0
| Humidity calibration at room temperature | • | Humidity Calibration at Room Temperature |  |  | 516 | 516 | 0 | TRUE
|  | • | Additional Humidity Calibration Point at Room Temperature |  |  | 108 | 108 | 0
| Temperature calibration |  | Temperature calibration at room temperature (+/-2°C from 23°C) |  |  |  |  | 0 | TRUE
|  | • | Additional Temperature Calibration Point |  |  | 132 | 132 | 0
| Additional Humidity Calibration at Selected Temperature | • | Additional Humidity Calibration Point at Selected Temperature |  |  | 132 | 132 | 0
|  | • | Humidity Calibration at Selected Temperature |  |  | 690 | 690 | 0
| Define Details for the Calibration Certificate |  | Company Name, Address and Calibration Interval for Certificate |  |  |  |  | 0 | TRUE
|  |  | Standard Calibration |  |  |  |  | 0
| Humidity calibration at room temperature | • | Humidity Calibration at Room Temperature |  |  | 516 | 516 | 0 | TRUE
| Temperature calibration at room temperature |  | Temperature calibration at room temperature (+/-2°C from 23°C) |  |  |  |  | 0 | TRUE
| Analog Output Calibration | • | Additional Analog Output Calibration, 3 points |  |  | 236 | 236 | 0
| Define Details for the Calibration Certificate |  | Company Name, Address and Calibration Interval for Certificate |  |  |  |  | 0 | TRUE
|  |  | Accredited Calibration |  |  |  |  | 0
| Accredited humidity calibration at room temperature | • | Additional Accredited Humidity Calibration Point |  |  | 132 | 132 | 0
|  | • | Accredited Humidity Calibration at Room Temperature |  |  | 724 | 724 | 0 | TRUE
| Accredited temperature calibration |  | Temperature calibration at room temperature (+/-2°C from 23°C) |  |  |  |  | 0 | TRUE
|  | • | Additional Accredited Temperature Calibration Point |  |  | 132 | 132 | 0
| Define Details for the Calibration Certificate |  | Company Name, Address and Calibration Interval for Certificate |  |  |  |  | 0 | TRUE
[6 empty] | 3512 | 3512 | 0
Note: |  | Selections in bold are included in the prices of the basic versions.
| • | Selections in italic are available at an extra price.
Links:

## MMT162SERVICES
[8 empty] | Select grey column and press delete to clear selections => |  |  | TRUE
TRUE
|  |  | Price valid from: 2025-04-23 |  | Back to Index | [5 empty] | TRUE
MMT162SERVICES
Services for MMT162 | [6 empty] | 0%
|  |  |  | Sparepart | Valid Configuration | List Price (CAD) | Discounted
| Services for MMT162 |  |  |  | MMT162SERVICES | 0 | 0 | Status | Selected | 0 | TRUE | TRUE | TRUE | 0 | 0 | TRUE | TRUE | TRUE
x | Calibration |  | Standard Calibration |  |  |  |  | 0
| Humidity calibration at room temperature | • | Humidity Calibration at Room Temperature |  |  | 516 | 516 | 0 | TRUE
| Temperature calibration at room temperature |  | Temperature calibration at room temperature (+/-2°C from 23°C) |  |  |  |  | 0 | TRUE
| Define Details for the Calibration Certificate |  | Company Name, Address and Calibration Interval for Certificate |  |  |  |  | 0 | TRUE
x | Repair and Calibration - Repair | • | Repair Service for MMT162 Transmitter |  |  | 659 | 659 | 0
x | Repair and Calibration - Calibration |  | Standard Calibration |  |  |  |  | 0
| Humidity calibration at room temperature | • | Humidity Calibration at Room Temperature |  |  | 516 | 516 | 0 | TRUE
| Temperature calibration at room temperature |  | Temperature calibration at room temperature (+/-2°C from 23°C) |  |  |  |  | 0 | TRUE
| Define Details for the Calibration Certificate |  | Company Name, Address and Calibration Interval for Certificate |  |  |  |  | 0 | TRUE
[6 empty] | 1032 | 1032 | 0
Note: |  | Selections in bold are included in the prices of the basic versions.
| • | Selections in italic are available at an extra price.
Links:

## MMPSERVICES
[8 empty] | Select grey column and press delete to clear selections => |  |  | TRUE
TRUE
|  |  | Price valid from: 2025-04-23 |  | Back to Index | [5 empty] | TRUE
MMPSERVICES
Services for MMP | [6 empty] | 0%
|  |  |  | Sparepart | Valid Configuration | List Price (CAD) | Discounted
| Services for MMP |  |  |  | MMPSERVICES | 0 | 0 | Status | Selected | 0 | TRUE | TRUE | TRUE | 0 | 0 | TRUE | TRUE | TRUE
x | Calibration |  | Standard Calibration |  |  |  |  | 0
| Humidity calibration at room temperature | • | Humidity Calibration at Room Temperature |  |  | 516 | 516 | 0 | TRUE
| Temperature Calibration at Room Temperature |  | Temperature calibration at room temperature (+/-2°C from 23°C) |  |  |  |  | 0 | TRUE
| Define Details for the Calibration Certificate |  | Company Name, Address and Calibration Interval for Certificate |  |  |  |  | 0 | TRUE
x | Repair and Calibration - Repair | • | Repair Service for Indigo Probe |  |  | 1482 | 1482 | 0
x | Repair and Calibration - Calibration |  | Standard Calibration |  |  |  |  | 0
| Humidity calibration at room temperature | • | Humidity Calibration at Room Temperature |  |  | 516 | 516 | 0 | TRUE
| Temperature Calibration at Room Temperature |  | Temperature calibration at room temperature (+/-2°C from 23°C) |  |  |  |  | 0 | TRUE
| Define Details for the Calibration Certificate |  | Company Name, Address and Calibration Interval for Certificate |  |  |  |  | 0 | TRUE
[6 empty] | 1032 | 1032 | 0
Note: |  | Selections in bold are included in the prices of the basic versions.
| • | Selections in italic are available at an extra price.
Links:

## MI70SERVICES
[8 empty] | Select grey column and press delete to clear selections => |  |  | TRUE
TRUE
|  |  | Price valid from: 2025-04-23 |  | Back to Index | [5 empty] | TRUE
MI70SERVICES
Services for MI70 | [6 empty] | 0%
|  |  |  | Sparepart | Valid Configuration | List Price (CAD) | Discounted
| Services for MI70 |  |  |  | MI70SERVICES | 0 | 0 | Status | Selected | 0
x | Repair | • | Fixed Price Repair for Indicator |  |  | 753 | 753 | 0
[6 empty] | 0 | 0 | 0
Note: |  | Selections in bold are included in the prices of the basic versions.
| • | Selections in italic are available at an extra price.
Links:
Service |  |  |  | item code
Handheld CO2 Meter |  |  |  | GM70
Handheld Humidity and Temperature Meter, ±1 %RH |  |  |  | HM70
Measurement Indicator |  |  |  | MI70
Handheld Moisture in Oil Meter |  |  |  | MM70

## INDIGO520SERVICES
[8 empty] | Select grey column and press delete to clear selections => |  |  | TRUE
TRUE
|  |  | Price valid from: 2025-04-23 |  | Back to Index | [5 empty] | TRUE
INDIGO520SERVICES
Services for INDIGO520 | [6 empty] | 0%
|  |  |  | Sparepart | Valid Configuration | List Price (CAD) | Discounted
| Services for INDIGO520 |  |  |  | INDIGO520SERVICES | 0 | 0 | Status | Selected | 0 | TRUE | TRUE | 0 | TRUE | 0 | TRUE | 0 | 0 | TRUE | 0 | TRUE | TRUE | 0 | 0 | TRUE | 0 | TRUE | TRUE | 0 | 0 | TRUE | 0 | TRUE | 0 | 0
x | Calibration |  | Accredited Pressure Calibration |  |  |  |  | 0
| Accredited Pressure Calibration | • | Accredited Pressure Calibration, Full Range |  |  | 891 | 891 | 0 | TRUE
| Software Update |  | Software Update Accepted Requiring Factory Reset for the Device |  |  |  |  | 0 | TRUE
|  |  | No Software Updates Accepted as Part of the Service |  |  |  |  | 0
| Define Details for the Calibration Certificate |  | Company Name, Address and Calibration Interval for Certificate |  |  |  |  | 0 | TRUE
|  |  | Standard Pressure Calibration |  |  |  |  | 0
| Pressure Calibration | • | Pressure Calibration, Full Range |  |  | 783 | 783 | 0 | TRUE
| Software Update |  | Software Update Accepted Requiring Factory Reset for the Device |  |  |  |  | 0
|  |  | No Software Updates Accepted as Part of the Service |  |  |  |  | 0
| Define Details for the Calibration Certificate |  | Company Name, Address and Calibration Interval for Certificate |  |  |  |  | 0 | TRUE
x | Repair and Calibration |  | Repair and Standard Calibration |  |  |  |  | 0
| Repair service for INDIGO520 | • | Maintenance and Repair Service for Indigo510/520 Transmitter |  |  | 1232 | 1232 | 0 | TRUE
| Pressure Calibration | • | Pressure Calibration, Full Range |  |  | 783 | 783 | 0 | TRUE
| Software Update |  | Software Update Accepted Requiring Factory Reset for the Device |  |  |  |  | 0
|  |  | No Software Updates Accepted as Part of the Service |  |  |  |  | 0
| Define Details for the Calibration Certificate |  | Company Name, Address and Calibration Interval for Certificate |  |  |  |  | 0 | TRUE
|  |  | Repair and Accredited Calibration |  |  |  |  | 0
| Repair service for INDIGO520 | • | Maintenance and Repair Service for Indigo510/520 Transmitter |  |  | 1232 | 1232 | 0 | TRUE
| Accredited Pressure Calibration | • | Accredited Pressure Calibration, Full Range |  |  | 891 | 891 | 0 | TRUE
| Software Update |  | Software Update Accepted Requiring Factory Reset for the Device |  |  |  |  | 0
|  |  | No Software Updates Accepted as Part of the Service |  |  |  |  | 0
| Define Details for the Calibration Certificate |  | Company Name, Address and Calibration Interval for Certificate |  |  |  |  | 0 | TRUE
|  |  | Repair, No Calibration |  |  |  |  | 0
| Repair service for INDIGO520 | • | Maintenance and Repair Service for Indigo510/520 Transmitter |  |  | 1232 | 1232 | 0 | TRUE
| Software Update |  | Software Update Accepted Requiring Factory Reset for the Device |  |  |  |  | 0
|  |  | No Software Updates Accepted as Part of the Service |  |  |  |  | 0
[6 empty] | 7044 | 7044 | 0
Note: |  | Selections in bold are included in the prices of the basic versions.
| • | Selections in italic are available at an extra price.
Links:

## INDIGO510SERVICES
[8 empty] | Select grey column and press delete to clear selections => |  |  | TRUE
TRUE
|  |  | Price valid from: 2025-04-23 |  | Back to Index | [5 empty] | TRUE
INDIGO510SERVICES
Services for INDIGO510 | [6 empty] | 0%
|  |  |  | Sparepart | Valid Configuration | List Price (CAD) | Discounted
| Services for INDIGO510 |  |  |  | INDIGO510SERVICES | 0 | 0 | Status | Selected | 0
x | Repair - Repair | • | Maintenance and Repair Service for Indigo510/520 Transmitter |  |  | 1232 | 1232 | 0
[6 empty] | 0 | 0 | 0
Note: |  | Selections in bold are included in the prices of the basic versions.
| • | Selections in italic are available at an extra price.
Links:

## INDIGO202SERVICES
[8 empty] | Select grey column and press delete to clear selections => |  |  | TRUE
TRUE
|  |  | Price valid from: 2025-04-23 |  | Back to Index | [5 empty] | TRUE
INDIGO202SERVICES
Services for INDIGO202 | [6 empty] | 0%
|  |  |  | Sparepart | Valid Configuration | List Price (CAD) | Discounted
| Services for INDIGO202 |  |  |  | INDIGO202SERVICES | 0 | 0 | Status | Selected | 0
x | Repair - Repair | • | Fixed Price Repair for INDIGO200 Series |  |  | 419 | 419 | 0
[6 empty] | 0 | 0 | 0
Note: |  | Selections in bold are included in the prices of the basic versions.
| • | Selections in italic are available at an extra price.
Links:

## INDIGO201SERVICES
[8 empty] | Select grey column and press delete to clear selections => |  |  | TRUE
TRUE
|  |  | Price valid from: 2025-04-23 |  | Back to Index | [5 empty] | TRUE
INDIGO201SERVICES
Services for INDIGO201 | [6 empty] | 0%
|  |  |  | Sparepart | Valid Configuration | List Price (CAD) | Discounted
| Services for INDIGO201 |  |  |  | INDIGO201SERVICES | 0 | 0 | Status | Selected | 0
x | Repair - Repair | • | Fixed Price Repair for INDIGO200 Series |  |  | 419 | 419 | 0
[6 empty] | 0 | 0 | 0
Note: |  | Selections in bold are included in the prices of the basic versions.
| • | Selections in italic are available at an extra price.
Links:

## HPP272SERVICES
[8 empty] | Select grey column and press delete to clear selections => |  |  | TRUE
TRUE
|  |  | Price valid from: 2025-04-23 |  | Back to Index | [5 empty] | TRUE
HPP272SERVICES
Services for HPP272 | [6 empty] | 0%
|  |  |  | Sparepart | Valid Configuration | List Price (CAD) | Discounted
| Services for HPP272 |  |  |  | HPP272SERVICES | 0 | 0 | Status | Selected | 0 | TRUE | TRUE | TRUE | 0 | TRUE | TRUE | 0 | TRUE | 0 | 0 | TRUE | 0
x | Calibration |  | Calibration |  |  |  |  | 0
| Hydrogenperoxide Calibration | • | Standard Hydrogenperoxide Calibration |  |  | 1002 | 1002 | 0 | TRUE
| Temperature Calibration |  | Temperature calibration at room temperature (+/-2°C from 23°C) |  |  |  |  | 0 | TRUE
| Define Details for the Calibration Certificate |  | Company Name, Address and Calibration Interval for Certificate |  |  |  |  | 0 | TRUE
|  |  | HPP272 Pharma Calibration |  |  |  |  | 0
| Hydrogen Peroxide Calibration | • | Hydrogen Peroxide Probe Standard Calibration Service |  |  | 1460 | 1460 | 0 | TRUE
| Accredited Humidity Calibration at Room Temperature | • | Accredited Humidity Calibration at Room Temperature |  |  | 419 | 419 | 0 | TRUE
|  | • | Additional Accredited Humidity Calibration Point |  |  | 132 | 132 | 0
| Accredited Temperature Calibration | • | Accredited Temperature Calibration |  |  | 365 | 365 | 0 | TRUE
|  | • | Additional Accredited Temperature Calibration Point |  |  | 132 | 132 | 0
| Additional Document package | • | HPP272 Additional Reference Package |  |  | 242 | 242 | 0
| Define Details for the Calibration Certificate |  | Company Name, Address and Calibration Interval for Certificate |  |  |  |  | 0 | TRUE
x | Upgade | • | Upgrade of HPP272 rev 1 to rev 2 |  |  | 2203 | 2203 | 0
[6 empty] | 3246 | 3246 | 0
Note: |  | Selections in bold are included in the prices of the basic versions.
| • | Selections in italic are available at an extra price.
Links:
Service |  |  |  | item code
Hydrogen Peroxide, Humidity and Temperature Probe |  |  |  | HPP272

## HPP271SERVICES
[8 empty] | Select grey column and press delete to clear selections => |  |  | TRUE
TRUE
|  |  | Price valid from: 2025-04-23 |  | Back to Index | [5 empty] | TRUE
HPP271SERVICES
Services for HPP271 | [6 empty] | 0%
|  |  |  | Sparepart | Valid Configuration | List Price (CAD) | Discounted
| Services for HPP271 |  |  |  | HPP271SERVICES | 0 | 0 | Status | Selected | 0 | TRUE | TRUE
x | Calibration |  | Standard Calibration |  |  |  |  | 0
| Hydrogen Peroxide Calibration | • | Hydrogen Peroxide Probe Standard Calibration Service |  |  | 1460 | 1460 | 0 | TRUE
| Define Details for the Calibration Certificate |  | Company Name, Address and Calibration Interval for Certificate |  |  |  |  | 0 | TRUE
[6 empty] | 1460 | 1460 | 0
Note: |  | Selections in bold are included in the prices of the basic versions.
| • | Selections in italic are available at an extra price.
Links:
Service |  |  |  | item code
Hydrogen Peroxide Probe |  |  |  | HPP271

## HMW110SERVICES
[8 empty] | Select grey column and press delete to clear selections => |  |  | TRUE
TRUE
|  |  | Price valid from: 2025-04-23 |  | Back to Index | [5 empty] | TRUE
HMW110SERVICES
Services for HMW110 | [6 empty] | 0%
|  |  |  | Sparepart | Valid Configuration | List Price (CAD) | Discounted
| Services for HMW110 |  |  |  | HMW110SERVICES | 0 | 0 | Status | Selected | 0 | TRUE | TRUE | TRUE | 0 | 0 | TRUE | TRUE | 0 | 0 | TRUE
x | Calibration |  | Standard Calibration |  |  |  |  | 0
| Humidity Calibration at Room Temperature | • | Humidity Calibration at Room Temperature |  |  | 516 | 516 | 0 | TRUE
| Temperature Calibration at Room Temperature |  | Temperature calibration at room temperature (+/-2°C from 23°C) |  |  |  |  | 0 | TRUE
| Define Details for the Calibration Certificate |  | Company Name, Address and Calibration Interval for Certificate |  |  |  |  | 0 | TRUE
|  |  | Accredited Calibration |  |  |  |  | 0
| Accredited Humidity Calibration at Room Temperature | • | Additional Accredited Humidity Calibration Point |  |  | 132 | 132 | 0
|  | • | Accredited Humidity Calibration at Room Temperature |  |  | 724 | 724 | 0 | TRUE
| Accredited Temperature Calibration |  | Accredited Temperature Calibration at Room Temperature (+/-2°C from 23°C) |  |  |  |  | 0 | TRUE
|  | • | Additional Accredited Temperature Calibration Point |  |  | 132 | 132 | 0
| Analog output calibration | • | Scaled Analog Output Readings in the Calibration Certificate |  |  | 236 | 236 | 0
| Define Details for the Calibration Certificate |  | Company Name, Address and Calibration Interval for Certificate |  |  |  |  | 0 | TRUE
[6 empty] | 1240 | 1240 | 0
Note: |  | Selections in bold are included in the prices of the basic versions.
| • | Selections in italic are available at an extra price.
Links:

## HMT378SERVICES
[8 empty] | Select grey column and press delete to clear selections => |  |  | TRUE
TRUE
|  |  | Price valid from: 2025-04-23 |  | Back to Index | [5 empty] | TRUE
HMT378SERVICES
Services for HMT378 | [6 empty] | 0%
|  |  |  | Sparepart | Valid Configuration | List Price (CAD) | Discounted
| Services for HMT378 |  |  |  | HMT378SERVICES | 0 | 0 | Status | Selected | 0
x | Select service | • | Repair Service for HMT370 and HMP370 series |  |  | 950 | 950 | 0
[6 empty] | 0 | 0 | 0
Note: |  | Selections in bold are included in the prices of the basic versions.
| • | Selections in italic are available at an extra price.
Links:

## HMT377SERVICES
[8 empty] | Select grey column and press delete to clear selections => |  |  | TRUE
TRUE
|  |  | Price valid from: 2025-04-23 |  | Back to Index | [5 empty] | TRUE
HMT377SERVICES
Services for HMT377 | [6 empty] | 0%
|  |  |  | Sparepart | Valid Configuration | List Price (CAD) | Discounted
| Services for HMT377 |  |  |  | HMT377SERVICES | 0 | 0 | Status | Selected | 0
x | Select service | • | Repair Service for HMT370 and HMP370 series |  |  | 950 | 950 | 0
[6 empty] | 0 | 0 | 0
Note: |  | Selections in bold are included in the prices of the basic versions.
| • | Selections in italic are available at an extra price.
Links:

## HMT375SERVICES
[8 empty] | Select grey column and press delete to clear selections => |  |  | TRUE
TRUE
|  |  | Price valid from: 2025-04-23 |  | Back to Index | [5 empty] | TRUE
HMT375SERVICES
Services for HMT375 | [6 empty] | 0%
|  |  |  | Sparepart | Valid Configuration | List Price (CAD) | Discounted
| Services for HMT375 |  |  |  | HMT375SERVICES | 0 | 0 | Status | Selected | 0
x | Select service | • | Repair Service for HMT370 and HMP370 series |  |  | 950 | 950 | 0
[6 empty] | 0 | 0 | 0
Note: |  | Selections in bold are included in the prices of the basic versions.
| • | Selections in italic are available at an extra price.
Links:

## HMT374SERVICES
[8 empty] | Select grey column and press delete to clear selections => |  |  | TRUE
TRUE
|  |  | Price valid from: 2025-04-23 |  | Back to Index | [5 empty] | TRUE
HMT374SERVICES
Services for HMT374 | [6 empty] | 0%
|  |  |  | Sparepart | Valid Configuration | List Price (CAD) | Discounted
| Services for HMT374 |  |  |  | HMT374SERVICES | 0 | 0 | Status | Selected | 0
x | Select service | • | Repair Service for HMT370 and HMP370 series |  |  | 950 | 950 | 0
[6 empty] | 0 | 0 | 0
Note: |  | Selections in bold are included in the prices of the basic versions.
| • | Selections in italic are available at an extra price.
Links:

## HMT373SERVICES
[8 empty] | Select grey column and press delete to clear selections => |  |  | TRUE
TRUE
|  |  | Price valid from: 2025-04-23 |  | Back to Index | [5 empty] | TRUE
HMT373SERVICES
Services for HMT373 | [6 empty] | 0%
|  |  |  | Sparepart | Valid Configuration | List Price (CAD) | Discounted
| Services for HMT373 |  |  |  | HMT373SERVICES | 0 | 0 | Status | Selected | 0
x | Select service | • | Repair Service for HMT370 and HMP370 series |  |  | 950 | 950 | 0
[6 empty] | 0 | 0 | 0
Note: |  | Selections in bold are included in the prices of the basic versions.
| • | Selections in italic are available at an extra price.
Links:

## HMT371SERVICES
[8 empty] | Select grey column and press delete to clear selections => |  |  | TRUE
TRUE
|  |  | Price valid from: 2025-04-23 |  | Back to Index | [5 empty] | TRUE
HMT371SERVICES
Services for HMT371 | [6 empty] | 0%
|  |  |  | Sparepart | Valid Configuration | List Price (CAD) | Discounted
| Services for HMT371 |  |  |  | HMT371SERVICES | 0 | 0 | Status | Selected | 0
x | Select service | • | Repair Service for HMT370 and HMP370 series |  |  | 950 | 950 | 0
[6 empty] | 0 | 0 | 0
Note: |  | Selections in bold are included in the prices of the basic versions.
| • | Selections in italic are available at an extra price.
Links:

## HMT338SERVICES
[8 empty] | Select grey column and press delete to clear selections => |  |  | TRUE
TRUE
|  |  | Price valid from: 2025-04-23 |  | Back to Index | [5 empty] | TRUE
HMT338SERVICES
Services for HMT338 | [6 empty] | 0%
|  |  |  | Sparepart | Valid Configuration | List Price (CAD) | Discounted
| Services for HMT338 |  |  |  | HMT338SERVICES | 0 | 0 | Status | Selected | 0 | 0 | TRUE | 0 | TRUE | 0 | 0 | TRUE | 0 | TRUE | TRUE | 0 | 0 | TRUE | 0 | TRUE | 0 | 0 | TRUE | 0 | 0 | 0 | 0 | TRUE | 0 | 0 | TRUE | TRUE | 0 | TRUE | 0 | TRUE | 0 | 0 | TRUE | 0 | TRUE | 0 | TRUE | 0 | 0 | TRUE | 0 | 0 | 0 | TRUE
→ Expand | Calibration |  | Accredited Calibration |  |  |  |  | 0
| Accredited Humidity Calibration at Room Temperature | • | Additional Accredited Humidity Calibration Point |  |  | 132 | 132 | 0
|  | • | Accredited Humidity Calibration at Room Temperature |  |  | 724 | 724 | 0 | TRUE
| Accredited Temperature Calibration | • | Additional Accredited Temperature Calibration Point |  |  | 132 | 132 | 0
|  |  | Temperature calibration at room temperature (+/-2°C from 23°C) |  |  |  |  | 0 | TRUE
| Analog Output Calibration | • | Scaled Analog Output Readings in the Calibration Certificate |  |  | 236 | 236 | 0
| Sensor Replacement | • | Sensor Replacement Service |  |  | 422 | 422 | 0
| Define Details for the Calibration Certificate |  | Company Name, Address and Calibration Interval for Certificate |  |  |  |  | 0 | TRUE
|  |  | Standard Calibration |  |  |  |  | 0
| Humidity Calibration at Room Temperature | • | Humidity Calibration at Room Temperature |  |  | 516 | 516 | 0 | TRUE
| Temperature Calibration at Room Temperature |  | Temperature calibration at room temperature (+/-2°C from 23°C) |  |  |  |  | 0 | TRUE
| Analog Output Calibration | • | Additional Analog Output Calibration, 3 points |  |  | 236 | 236 | 0
| Sensor Replacement | • | Sensor Replacement Service |  |  | 422 | 422 | 0
| Define Details for the Calibration Certificate |  | Company Name, Address and Calibration Interval for Certificate |  |  |  |  | 0 | TRUE
|  |  | Custom Calibration |  |  |  |  | 0
| Custom Humidity Calibration at Room Temperature | • | Humidity Calibration at Room Temperature |  |  | 516 | 516 | 0 | TRUE
|  | • | Additional Humidity Calibration Point at Room Temperature |  |  | 108 | 108 | 0
| Temperature Calibration | • | Additional Temperature Calibration Point |  |  | 132 | 132 | 0
|  |  | Temperature calibration at room temperature (+/-2°C from 23°C) |  |  |  |  | 0 | TRUE
| Additional Humidity Calibration at Selected Temperature | • | Additional Humidity Calibration Point at Selected Temperature |  |  | 132 | 132 | 0
|  | • | Humidity Calibration at Selected Temperature |  |  | 690 | 690 | 0
| Analog Output Calibration | • | Scaled Analog Output Readings in the Calibration Certificate |  |  | 236 | 236 | 0
| Sensor Replacement | • | Sensor Replacement Service |  |  | 422 | 422 | 0
| Define Details for the Calibration Certificate |  | Company Name, Address and Calibration Interval for Certificate |  |  |  |  | 0 | TRUE
x | Repair and Calibration - Repair | • | Repair Service for HMT330 Transmitter |  |  | 846 | 846 | 0
x | Repair and Calibration - Calibration |  | Standard Calibration |  |  |  |  | 0
| Humidity Calibration at Room Temperature | • | Humidity Calibration at Room Temperature |  |  | 516 | 516 | 0 | TRUE
| Temperature Calibration at Room Temperature |  | Temperature calibration at room temperature (+/-2°C from 23°C) |  |  |  |  | 0 | TRUE
| Analog Output Calibration | • | Additional Analog Output Calibration, 3 points |  |  | 236 | 236 | 0
| Define Details for the Calibration Certificate |  | Company Name, Address and Calibration Interval for Certificate |  |  |  |  | 0 | TRUE
|  |  | Accredited Calibration |  |  |  |  | 0
| Accredited Humidity Calibration at Room Temperature | • | Accredited Humidity Calibration at Room Temperature |  |  | 724 | 724 | 0 | TRUE
|  | • | Additional Accredited Humidity Calibration Point |  |  | 132 | 132 | 0
| Accredited Temperature Calibration | • | Additional Accredited Temperature Calibration Point |  |  | 132 | 132 | 0
|  |  | Temperature calibration at room temperature (+/-2°C from 23°C) |  |  |  |  | 0 | TRUE
| Analog Output Calibration | • | Scaled Analog Output Readings in the Calibration Certificate |  |  | 236 | 236 | 0
| Define Details for the Calibration Certificate |  | Company Name, Address and Calibration Interval for Certificate |  |  |  |  | 0 | TRUE
|  |  | Custom Calibration |  |  |  |  | 0
| Custom Humidity Calibration at Room Temperature | • | Humidity Calibration at Room Temperature |  |  | 516 | 516 | 0 | TRUE
|  | • | Additional Humidity Calibration Point at Room Temperature |  |  | 108 | 108 | 0
| Temperature Calibration | • | Additional Temperature Calibration Point |  |  | 132 | 132 | 0
|  |  | Temperature calibration at room temperature (+/-2°C from 23°C) |  |  |  |  | 0 | TRUE
| Additional Humidity Calibration at Selected Temperature | • | Additional Humidity Calibration Point at Selected Temperature |  |  | 132 | 132 | 0
|  | • | Humidity Calibration at Selected Temperature |  |  | 690 | 690 | 0
| Analog Output Calibration | • | Scaled Analog Output Readings in the Calibration Certificate |  |  | 236 | 236 | 0
| Define Details for the Calibration Certificate |  | Company Name, Address and Calibration Interval for Certificate |  |  |  |  | 0 | TRUE
[6 empty] | 3512 | 3512 | 0
Note: |  | Selections in bold are included in the prices of the basic versions.
| • | Selections in italic are available at an extra price.
Links:

## HMT337SERVICES
[8 empty] | Select grey column and press delete to clear selections => |  |  | TRUE
TRUE
|  |  | Price valid from: 2025-04-23 |  | Back to Index | [5 empty] | TRUE
HMT337SERVICES
Services for HMT337 | [6 empty] | 0%
|  |  |  | Sparepart | Valid Configuration | List Price (CAD) | Discounted
| Services for HMT337 |  |  |  | HMT337SERVICES | 0 | 0 | Status | Selected | 0 | 0 | TRUE | 0 | TRUE | 0 | 0 | TRUE | 0 | TRUE | TRUE | 0 | 0 | TRUE | 0 | TRUE | 0 | 0 | TRUE | 0 | 0 | 0 | 0 | TRUE | 0 | 0 | TRUE | TRUE | 0 | TRUE | 0 | TRUE | 0 | 0 | TRUE | 0 | TRUE | 0 | TRUE | 0 | 0 | TRUE | 0 | 0 | 0 | TRUE
→ Expand | Calibration |  | Accredited Calibration |  |  |  |  | 0
| Accredited Humidity Calibration at Room Temperature | • | Additional Accredited Humidity Calibration Point |  |  | 132 | 132 | 0
|  | • | Accredited Humidity Calibration at Room Temperature |  |  | 724 | 724 | 0 | TRUE
| Accredited Temperature Calibration | • | Additional Accredited Temperature Calibration Point |  |  | 132 | 132 | 0
|  |  | Temperature calibration at room temperature (+/-2°C from 23°C) |  |  |  |  | 0 | TRUE
| Analog Output Calibration | • | Scaled Analog Output Readings in the Calibration Certificate |  |  | 236 | 236 | 0
| Sensor Replacement | • | Sensor Replacement Service |  |  | 422 | 422 | 0
| Define Details for the Calibration Certificate |  | Company Name, Address and Calibration Interval for Certificate |  |  |  |  | 0 | TRUE
|  |  | Standard Calibration |  |  |  |  | 0
| Humidity Calibration at Room Temperature | • | Humidity Calibration at Room Temperature |  |  | 516 | 516 | 0 | TRUE
| Temperature Calibration at Room Temperature |  | Temperature calibration at room temperature (+/-2°C from 23°C) |  |  |  |  | 0 | TRUE
| Analog Output Calibration | • | Additional Analog Output Calibration, 3 points |  |  | 236 | 236 | 0
| Sensor Replacement | • | Sensor Replacement Service |  |  | 422 | 422 | 0
| Define Details for the Calibration Certificate |  | Company Name, Address and Calibration Interval for Certificate |  |  |  |  | 0 | TRUE
|  |  | Custom Calibration |  |  |  |  | 0
| Custom Humidity Calibration at Room Temperature | • | Humidity Calibration at Room Temperature |  |  | 516 | 516 | 0 | TRUE
|  | • | Additional Humidity Calibration Point at Room Temperature |  |  | 108 | 108 | 0
| Temperature Calibration | • | Additional Temperature Calibration Point |  |  | 132 | 132 | 0
|  |  | Temperature calibration at room temperature (+/-2°C from 23°C) |  |  |  |  | 0 | TRUE
| Additional Humidity Calibration at Selected Temperature | • | Additional Humidity Calibration Point at Selected Temperature |  |  | 132 | 132 | 0
|  | • | Humidity Calibration at Selected Temperature |  |  | 690 | 690 | 0
| Analog Output Calibration | • | Scaled Analog Output Readings in the Calibration Certificate |  |  | 236 | 236 | 0
| Sensor Replacement | • | Sensor Replacement Service |  |  | 422 | 422 | 0
| Define Details for the Calibration Certificate |  | Company Name, Address and Calibration Interval for Certificate |  |  |  |  | 0 | TRUE
x | Repair and Calibration - Repair | • | Repair Service for HMT330 Transmitter |  |  | 846 | 846 | 0
x | Repair and Calibration - Calibration |  | Standard Calibration |  |  |  |  | 0
| Humidity Calibration at Room Temperature | • | Humidity Calibration at Room Temperature |  |  | 516 | 516 | 0 | TRUE
| Temperature Calibration at Room Temperature |  | Temperature calibration at room temperature (+/-2°C from 23°C) |  |  |  |  | 0 | TRUE
| Analog Output Calibration | • | Additional Analog Output Calibration, 3 points |  |  | 236 | 236 | 0
| Define Details for the Calibration Certificate |  | Company Name, Address and Calibration Interval for Certificate |  |  |  |  | 0 | TRUE
|  |  | Accredited Calibration |  |  |  |  | 0
| Accredited Humidity Calibration at Room Temperature | • | Accredited Humidity Calibration at Room Temperature |  |  | 724 | 724 | 0 | TRUE
|  | • | Additional Accredited Humidity Calibration Point |  |  | 132 | 132 | 0
| Accredited Temperature Calibration | • | Additional Accredited Temperature Calibration Point |  |  | 132 | 132 | 0
|  |  | Temperature calibration at room temperature (+/-2°C from 23°C) |  |  |  |  | 0 | TRUE
| Analog Output Calibration | • | Scaled Analog Output Readings in the Calibration Certificate |  |  | 236 | 236 | 0
| Define Details for the Calibration Certificate |  | Company Name, Address and Calibration Interval for Certificate |  |  |  |  | 0 | TRUE
|  |  | Custom Calibration |  |  |  |  | 0
| Custom Humidity Calibration at Room Temperature | • | Humidity Calibration at Room Temperature |  |  | 516 | 516 | 0 | TRUE
|  | • | Additional Humidity Calibration Point at Room Temperature |  |  | 108 | 108 | 0
| Temperature Calibration | • | Additional Temperature Calibration Point |  |  | 132 | 132 | 0
|  |  | Temperature calibration at room temperature (+/-2°C from 23°C) |  |  |  |  | 0 | TRUE
| Additional Humidity Calibration at Selected Temperature | • | Additional Humidity Calibration Point at Selected Temperature |  |  | 132 | 132 | 0
|  | • | Humidity Calibration at Selected Temperature |  |  | 690 | 690 | 0
| Analog Output Calibration | • | Scaled Analog Output Readings in the Calibration Certificate |  |  | 236 | 236 | 0
| Define Details for the Calibration Certificate |  | Company Name, Address and Calibration Interval for Certificate |  |  |  |  | 0 | TRUE
[6 empty] | 3512 | 3512 | 0
Note: |  | Selections in bold are included in the prices of the basic versions.
| • | Selections in italic are available at an extra price.
Links:

## HMT335SERVICES
[8 empty] | Select grey column and press delete to clear selections => |  |  | TRUE
TRUE
|  |  | Price valid from: 2025-04-23 |  | Back to Index | [5 empty] | TRUE
HMT335SERVICES
Services for HMT335 | [6 empty] | 0%
|  |  |  | Sparepart | Valid Configuration | List Price (CAD) | Discounted
| Services for HMT335 |  |  |  | HMT335SERVICES | 0 | 0 | Status | Selected | 0 | 0 | TRUE | 0 | TRUE | 0 | 0 | TRUE | 0 | TRUE | TRUE | 0 | 0 | TRUE | 0 | TRUE | 0 | 0 | TRUE | 0 | 0 | 0 | 0 | TRUE | 0 | 0 | TRUE | TRUE | 0 | TRUE | 0 | TRUE | 0 | 0 | TRUE | 0 | TRUE | 0 | TRUE | 0 | 0 | TRUE | 0 | 0 | 0 | TRUE
→ Expand | Calibration |  | Accredited Calibration |  |  |  |  | 0
| Accredited Humidity Calibration at Room Temperature | • | Additional Accredited Humidity Calibration Point |  |  | 132 | 132 | 0
|  | • | Accredited Humidity Calibration at Room Temperature |  |  | 724 | 724 | 0 | TRUE
| Accredited Temperature Calibration | • | Additional Accredited Temperature Calibration Point |  |  | 132 | 132 | 0
|  |  | Temperature calibration at room temperature (+/-2°C from 23°C) |  |  |  |  | 0 | TRUE
| Analog Output Calibration | • | Scaled Analog Output Readings in the Calibration Certificate |  |  | 236 | 236 | 0
| Sensor Replacement | • | Sensor Replacement Service |  |  | 422 | 422 | 0
| Define Details for the Calibration Certificate |  | Company Name, Address and Calibration Interval for Certificate |  |  |  |  | 0 | TRUE
|  |  | Standard Calibration |  |  |  |  | 0
| Humidity Calibration at Room Temperature | • | Humidity Calibration at Room Temperature |  |  | 516 | 516 | 0 | TRUE
| Temperature Calibration at Room Temperature |  | Temperature calibration at room temperature (+/-2°C from 23°C) |  |  |  |  | 0 | TRUE
| Analog Output Calibration | • | Additional Analog Output Calibration, 3 points |  |  | 236 | 236 | 0
| Sensor Replacement | • | Sensor Replacement Service |  |  | 422 | 422 | 0
| Define Details for the Calibration Certificate |  | Company Name, Address and Calibration Interval for Certificate |  |  |  |  | 0 | TRUE
|  |  | Custom Calibration |  |  |  |  | 0
| Custom Humidity Calibration at Room Temperature | • | Humidity Calibration at Room Temperature |  |  | 516 | 516 | 0 | TRUE
|  | • | Additional Humidity Calibration Point at Room Temperature |  |  | 108 | 108 | 0
| Temperature Calibration | • | Additional Temperature Calibration Point |  |  | 132 | 132 | 0
|  |  | Temperature calibration at room temperature (+/-2°C from 23°C) |  |  |  |  | 0 | TRUE
| Additional Humidity Calibration at Selected Temperature | • | Additional Humidity Calibration Point at Selected Temperature |  |  | 132 | 132 | 0
|  | • | Humidity Calibration at Selected Temperature |  |  | 690 | 690 | 0
| Analog Output Calibration | • | Scaled Analog Output Readings in the Calibration Certificate |  |  | 236 | 236 | 0
| Sensor Replacement | • | Sensor Replacement Service |  |  | 422 | 422 | 0
| Define Details for the Calibration Certificate |  | Company Name, Address and Calibration Interval for Certificate |  |  |  |  | 0 | TRUE
x | Repair and Calibration - Repair | • | Repair Service for HMT330 Transmitter |  |  | 846 | 846 | 0
x | Repair and Calibration - Calibration |  | Standard Calibration |  |  |  |  | 0
| Humidity Calibration at Room Temperature | • | Humidity Calibration at Room Temperature |  |  | 516 | 516 | 0 | TRUE
| Temperature Calibration at Room Temperature |  | Temperature calibration at room temperature (+/-2°C from 23°C) |  |  |  |  | 0 | TRUE
| Analog Output Calibration | • | Additional Analog Output Calibration, 3 points |  |  | 236 | 236 | 0
| Define Details for the Calibration Certificate |  | Company Name, Address and Calibration Interval for Certificate |  |  |  |  | 0 | TRUE
|  |  | Accredited Calibration |  |  |  |  | 0
| Accredited Humidity Calibration at Room Temperature | • | Accredited Humidity Calibration at Room Temperature |  |  | 724 | 724 | 0 | TRUE
|  | • | Additional Accredited Humidity Calibration Point |  |  | 132 | 132 | 0
| Accredited Temperature Calibration | • | Additional Accredited Temperature Calibration Point |  |  | 132 | 132 | 0
|  |  | Temperature calibration at room temperature (+/-2°C from 23°C) |  |  |  |  | 0 | TRUE
| Analog Output Calibration | • | Scaled Analog Output Readings in the Calibration Certificate |  |  | 236 | 236 | 0
| Define Details for the Calibration Certificate |  | Company Name, Address and Calibration Interval for Certificate |  |  |  |  | 0 | TRUE
|  |  | Custom Calibration |  |  |  |  | 0
| Custom Humidity Calibration at Room Temperature | • | Humidity Calibration at Room Temperature |  |  | 516 | 516 | 0 | TRUE
|  | • | Additional Humidity Calibration Point at Room Temperature |  |  | 108 | 108 | 0
| Temperature Calibration | • | Additional Temperature Calibration Point |  |  | 132 | 132 | 0
|  |  | Temperature calibration at room temperature (+/-2°C from 23°C) |  |  |  |  | 0 | TRUE
| Additional Humidity Calibration at Selected Temperature | • | Additional Humidity Calibration Point at Selected Temperature |  |  | 132 | 132 | 0
|  | • | Humidity Calibration at Selected Temperature |  |  | 690 | 690 | 0
| Analog Output Calibration | • | Scaled Analog Output Readings in the Calibration Certificate |  |  | 236 | 236 | 0
| Define Details for the Calibration Certificate |  | Company Name, Address and Calibration Interval for Certificate |  |  |  |  | 0 | TRUE
[6 empty] | 3512 | 3512 | 0
Note: |  | Selections in bold are included in the prices of the basic versions.
| • | Selections in italic are available at an extra price.
Links:

## HMT334SERVICES
[8 empty] | Select grey column and press delete to clear selections => |  |  | TRUE
TRUE
|  |  | Price valid from: 2025-04-23 |  | Back to Index | [5 empty] | TRUE
HMT334SERVICES
Services for HMT334 | [6 empty] | 0%
|  |  |  | Sparepart | Valid Configuration | List Price (CAD) | Discounted
| Services for HMT334 |  |  |  | HMT334SERVICES | 0 | 0 | Status | Selected | 0 | 0 | TRUE | 0 | TRUE | 0 | 0 | TRUE | 0 | TRUE | TRUE | 0 | 0 | TRUE | 0 | TRUE | 0 | 0 | TRUE | 0 | 0 | 0 | 0 | TRUE | 0 | 0 | TRUE | TRUE | 0 | TRUE | 0 | TRUE | 0 | 0 | TRUE | 0 | TRUE | 0 | TRUE | 0 | 0 | TRUE | 0 | 0 | 0 | TRUE
→ Expand | Calibration |  | Accredited Calibration |  |  |  |  | 0
| Accredited Humidity Calibration at Room Temperature | • | Additional Accredited Humidity Calibration Point |  |  | 132 | 132 | 0
|  | • | Accredited Humidity Calibration at Room Temperature |  |  | 724 | 724 | 0 | TRUE
| Accredited Temperature Calibration | • | Additional Accredited Temperature Calibration Point |  |  | 132 | 132 | 0
|  |  | Temperature calibration at room temperature (+/-2°C from 23°C) |  |  |  |  | 0 | TRUE
| Analog Output Calibration | • | Scaled Analog Output Readings in the Calibration Certificate |  |  | 236 | 236 | 0
| Sensor Replacement | • | Sensor Replacement Service |  |  | 422 | 422 | 0
| Define Details for the Calibration Certificate |  | Company Name, Address and Calibration Interval for Certificate |  |  |  |  | 0 | TRUE
|  |  | Standard Calibration |  |  |  |  | 0
| Humidity Calibration at Room Temperature | • | Humidity Calibration at Room Temperature |  |  | 516 | 516 | 0 | TRUE
| Temperature Calibration at Room Temperature |  | Temperature calibration at room temperature (+/-2°C from 23°C) |  |  |  |  | 0 | TRUE
| Analog Output Calibration | • | Additional Analog Output Calibration, 3 points |  |  | 236 | 236 | 0
| Sensor Replacement | • | Sensor Replacement Service |  |  | 422 | 422 | 0
| Define Details for the Calibration Certificate |  | Company Name, Address and Calibration Interval for Certificate |  |  |  |  | 0 | TRUE
|  |  | Custom Calibration |  |  |  |  | 0
| Custom Humidity Calibration at Room Temperature | • | Humidity Calibration at Room Temperature |  |  | 516 | 516 | 0 | TRUE
|  | • | Additional Humidity Calibration Point at Room Temperature |  |  | 108 | 108 | 0
| Temperature Calibration | • | Additional Temperature Calibration Point |  |  | 132 | 132 | 0
|  |  | Temperature calibration at room temperature (+/-2°C from 23°C) |  |  |  |  | 0 | TRUE
| Additional Humidity Calibration at Selected Temperature | • | Additional Humidity Calibration Point at Selected Temperature |  |  | 132 | 132 | 0
|  | • | Humidity Calibration at Selected Temperature |  |  | 690 | 690 | 0
| Analog Output Calibration | • | Scaled Analog Output Readings in the Calibration Certificate |  |  | 236 | 236 | 0
| Sensor Replacement | • | Sensor Replacement Service |  |  | 422 | 422 | 0
| Define Details for the Calibration Certificate |  | Company Name, Address and Calibration Interval for Certificate |  |  |  |  | 0 | TRUE
x | Repair and Calibration - Repair | • | Repair Service for HMT330 Transmitter |  |  | 846 | 846 | 0
x | Repair and Calibration - Calibration |  | Standard Calibration |  |  |  |  | 0
| Humidity Calibration at Room Temperature | • | Humidity Calibration at Room Temperature |  |  | 516 | 516 | 0 | TRUE
| Temperature Calibration at Room Temperature |  | Temperature calibration at room temperature (+/-2°C from 23°C) |  |  |  |  | 0 | TRUE
| Analog Output Calibration | • | Additional Analog Output Calibration, 3 points |  |  | 236 | 236 | 0
| Define Details for the Calibration Certificate |  | Company Name, Address and Calibration Interval for Certificate |  |  |  |  | 0 | TRUE
|  |  | Accredited Calibration |  |  |  |  | 0
| Accredited Humidity Calibration at Room Temperature | • | Accredited Humidity Calibration at Room Temperature |  |  | 724 | 724 | 0 | TRUE
|  | • | Additional Accredited Humidity Calibration Point |  |  | 132 | 132 | 0
| Accredited Temperature Calibration | • | Additional Accredited Temperature Calibration Point |  |  | 132 | 132 | 0
|  |  | Temperature calibration at room temperature (+/-2°C from 23°C) |  |  |  |  | 0 | TRUE
| Analog Output Calibration | • | Scaled Analog Output Readings in the Calibration Certificate |  |  | 236 | 236 | 0
| Define Details for the Calibration Certificate |  | Company Name, Address and Calibration Interval for Certificate |  |  |  |  | 0 | TRUE
|  |  | Custom Calibration |  |  |  |  | 0
| Custom Humidity Calibration at Room Temperature | • | Humidity Calibration at Room Temperature |  |  | 516 | 516 | 0 | TRUE
|  | • | Additional Humidity Calibration Point at Room Temperature |  |  | 108 | 108 | 0
| Temperature Calibration | • | Additional Temperature Calibration Point |  |  | 132 | 132 | 0
|  |  | Temperature calibration at room temperature (+/-2°C from 23°C) |  |  |  |  | 0 | TRUE
| Additional Humidity Calibration at Selected Temperature | • | Additional Humidity Calibration Point at Selected Temperature |  |  | 132 | 132 | 0
|  | • | Humidity Calibration at Selected Temperature |  |  | 690 | 690 | 0
| Analog Output Calibration | • | Scaled Analog Output Readings in the Calibration Certificate |  |  | 236 | 236 | 0
| Define Details for the Calibration Certificate |  | Company Name, Address and Calibration Interval for Certificate |  |  |  |  | 0 | TRUE
[6 empty] | 3512 | 3512 | 0
Note: |  | Selections in bold are included in the prices of the basic versions.
| • | Selections in italic are available at an extra price.
Links:

## HMT333SERVICES
[8 empty] | Select grey column and press delete to clear selections => |  |  | TRUE
TRUE
|  |  | Price valid from: 2025-04-23 |  | Back to Index | [5 empty] | TRUE
HMT333SERVICES
Services for HMT333 | [6 empty] | 0%
|  |  |  | Sparepart | Valid Configuration | List Price (CAD) | Discounted
| Services for HMT333 |  |  |  | HMT333SERVICES | 0 | 0 | Status | Selected | 0 | 0 | TRUE | 0 | TRUE | 0 | 0 | TRUE | 0 | TRUE | TRUE | 0 | 0 | TRUE | 0 | TRUE | 0 | 0 | TRUE | 0 | 0 | 0 | 0 | TRUE | 0 | 0 | TRUE | TRUE | 0 | TRUE | 0 | TRUE | 0 | 0 | TRUE | 0 | TRUE | 0 | TRUE | 0 | 0 | TRUE | 0 | 0 | 0 | TRUE
→ Expand | Calibration |  | Accredited Calibration |  |  |  |  | 0
| Accredited Humidity Calibration at Room Temperature | • | Additional Accredited Humidity Calibration Point |  |  | 132 | 132 | 0
|  | • | Accredited Humidity Calibration at Room Temperature |  |  | 724 | 724 | 0 | TRUE
| Accredited Temperature Calibration | • | Additional Accredited Temperature Calibration Point |  |  | 132 | 132 | 0
|  |  | Temperature calibration at room temperature (+/-2°C from 23°C) |  |  |  |  | 0 | TRUE
| Analog Output Calibration | • | Scaled Analog Output Readings in the Calibration Certificate |  |  | 236 | 236 | 0
| Sensor Replacement | • | Sensor Replacement Service |  |  | 422 | 422 | 0
| Define Details for the Calibration Certificate |  | Company Name, Address and Calibration Interval for Certificate |  |  |  |  | 0 | TRUE
|  |  | Standard Calibration |  |  |  |  | 0
| Humidity Calibration at Room Temperature | • | Humidity Calibration at Room Temperature |  |  | 516 | 516 | 0 | TRUE
| Temperature Calibration at Room Temperature |  | Temperature calibration at room temperature (+/-2°C from 23°C) |  |  |  |  | 0 | TRUE
| Analog Output Calibration | • | Additional Analog Output Calibration, 3 points |  |  | 236 | 236 | 0
| Sensor Replacement | • | Sensor Replacement Service |  |  | 422 | 422 | 0
| Define Details for the Calibration Certificate |  | Company Name, Address and Calibration Interval for Certificate |  |  |  |  | 0 | TRUE
|  |  | Custom Calibration |  |  |  |  | 0
| Custom Humidity Calibration at Room Temperature | • | Humidity Calibration at Room Temperature |  |  | 516 | 516 | 0 | TRUE
|  | • | Additional Humidity Calibration Point at Room Temperature |  |  | 108 | 108 | 0
| Temperature Calibration | • | Additional Temperature Calibration Point |  |  | 132 | 132 | 0
|  |  | Temperature calibration at room temperature (+/-2°C from 23°C) |  |  |  |  | 0 | TRUE
| Additional Humidity Calibration at Selected Temperature | • | Additional Humidity Calibration Point at Selected Temperature |  |  | 132 | 132 | 0
|  | • | Humidity Calibration at Selected Temperature |  |  | 690 | 690 | 0
| Analog Output Calibration | • | Scaled Analog Output Readings in the Calibration Certificate |  |  | 236 | 236 | 0
| Sensor Replacement | • | Sensor Replacement Service |  |  | 422 | 422 | 0
| Define Details for the Calibration Certificate |  | Company Name, Address and Calibration Interval for Certificate |  |  |  |  | 0 | TRUE
x | Repair and Calibration - Repair | • | Repair Service for HMT330 Transmitter |  |  | 846 | 846 | 0
x | Repair and Calibration - Calibration |  | Standard Calibration |  |  |  |  | 0
| Humidity Calibration at Room Temperature | • | Humidity Calibration at Room Temperature |  |  | 516 | 516 | 0 | TRUE
| Temperature Calibration at Room Temperature |  | Temperature calibration at room temperature (+/-2°C from 23°C) |  |  |  |  | 0 | TRUE
| Analog Output Calibration | • | Additional Analog Output Calibration, 3 points |  |  | 236 | 236 | 0
| Define Details for the Calibration Certificate |  | Company Name, Address and Calibration Interval for Certificate |  |  |  |  | 0 | TRUE
|  |  | Accredited Calibration |  |  |  |  | 0
| Accredited Humidity Calibration at Room Temperature | • | Accredited Humidity Calibration at Room Temperature |  |  | 724 | 724 | 0 | TRUE
|  | • | Additional Accredited Humidity Calibration Point |  |  | 132 | 132 | 0
| Accredited Temperature Calibration | • | Additional Accredited Temperature Calibration Point |  |  | 132 | 132 | 0
|  |  | Temperature calibration at room temperature (+/-2°C from 23°C) |  |  |  |  | 0 | TRUE
| Analog Output Calibration | • | Scaled Analog Output Readings in the Calibration Certificate |  |  | 236 | 236 | 0
| Define Details for the Calibration Certificate |  | Company Name, Address and Calibration Interval for Certificate |  |  |  |  | 0 | TRUE
|  |  | Custom Calibration |  |  |  |  | 0
| Custom Humidity Calibration at Room Temperature | • | Humidity Calibration at Room Temperature |  |  | 516 | 516 | 0 | TRUE
|  | • | Additional Humidity Calibration Point at Room Temperature |  |  | 108 | 108 | 0
| Temperature Calibration | • | Additional Temperature Calibration Point |  |  | 132 | 132 | 0
|  |  | Temperature calibration at room temperature (+/-2°C from 23°C) |  |  |  |  | 0 | TRUE
| Additional Humidity Calibration at Selected Temperature | • | Additional Humidity Calibration Point at Selected Temperature |  |  | 132 | 132 | 0
|  | • | Humidity Calibration at Selected Temperature |  |  | 690 | 690 | 0
| Analog Output Calibration | • | Scaled Analog Output Readings in the Calibration Certificate |  |  | 236 | 236 | 0
| Define Details for the Calibration Certificate |  | Company Name, Address and Calibration Interval for Certificate |  |  |  |  | 0 | TRUE
[6 empty] | 3512 | 3512 | 0
Note: |  | Selections in bold are included in the prices of the basic versions.
| • | Selections in italic are available at an extra price.
Links:

## HMT331SERVICES
[8 empty] | Select grey column and press delete to clear selections => |  |  | TRUE
TRUE
|  |  | Price valid from: 2025-04-23 |  | Back to Index | [5 empty] | TRUE
HMT331SERVICES
Services for HMT331 | [6 empty] | 0%
|  |  |  | Sparepart | Valid Configuration | List Price (CAD) | Discounted
| Services for HMT331 |  |  |  | HMT331SERVICES | 0 | 0 | Status | Selected | 0 | 0 | TRUE | 0 | TRUE | 0 | 0 | TRUE | 0 | TRUE | TRUE | 0 | 0 | TRUE | 0 | TRUE | 0 | 0 | TRUE | 0 | 0 | 0 | 0 | TRUE | 0 | 0 | TRUE | 0 | 0 | TRUE | 0 | 0 | 0 | TRUE | 0 | TRUE | TRUE | 0 | TRUE | 0 | TRUE | 0 | 0 | TRUE | 0 | TRUE
→ Expand | Calibration |  | Accredited Calibration |  |  |  |  | 0
| Accredited Humidity Calibration at Room Temperature | • | Additional Accredited Humidity Calibration Point |  |  | 132 | 132 | 0
|  | • | Accredited Humidity Calibration at Room Temperature |  |  | 724 | 724 | 0 | TRUE
| Accredited Temperature Calibration | • | Additional Accredited Temperature Calibration Point |  |  | 132 | 132 | 0
|  |  | Temperature calibration at room temperature (+/-2°C from 23°C) |  |  |  |  | 0 | TRUE
| Analog Output Calibration | • | Scaled Analog Output Readings in the Calibration Certificate |  |  | 236 | 236 | 0
| Sensor Replacement | • | Sensor Replacement Service |  |  | 422 | 422 | 0
| Define Details for the Calibration Certificate |  | Company Name, Address and Calibration Interval for Certificate |  |  |  |  | 0 | TRUE
|  |  | Standard Calibration |  |  |  |  | 0
| Humidity Calibration at Room Temperature | • | Humidity Calibration at Room Temperature |  |  | 516 | 516 | 0 | TRUE
| Temperature Calibration at Room Temperature |  | Temperature calibration at room temperature (+/-2°C from 23°C) |  |  |  |  | 0 | TRUE
| Analog Output Calibration | • | Additional Analog Output Calibration, 3 points |  |  | 236 | 236 | 0
| Sensor Replacement | • | Sensor Replacement Service |  |  | 422 | 422 | 0
| Define Details for the Calibration Certificate |  | Company Name, Address and Calibration Interval for Certificate |  |  |  |  | 0 | TRUE
|  |  | Custom Calibration |  |  |  |  | 0
| Custom Humidity Calibration at Room Temperature | • | Humidity Calibration at Room Temperature |  |  | 516 | 516 | 0 | TRUE
|  | • | Additional Humidity Calibration Point at Room Temperature |  |  | 108 | 108 | 0
| Temperature Calibration | • | Additional Temperature Calibration Point |  |  | 132 | 132 | 0
|  |  | Temperature calibration at room temperature (+/-2°C from 23°C) |  |  |  |  | 0 | TRUE
| Additional Humidity Calibration at Selected Temperature | • | Additional Humidity Calibration Point at Selected Temperature |  |  | 132 | 132 | 0
|  | • | Humidity Calibration at Selected Temperature |  |  | 690 | 690 | 0
| Analog Output Calibration | • | Scaled Analog Output Readings in the Calibration Certificate |  |  | 236 | 236 | 0
| Sensor Replacement | • | Sensor Replacement Service |  |  | 422 | 422 | 0
| Define Details for the Calibration Certificate |  | Company Name, Address and Calibration Interval for Certificate |  |  |  |  | 0 | TRUE
x | Repair and Calibration - Repair | • | Repair Service for HMT330 Transmitter |  |  | 846 | 846 | 0
x | Repair and Calibration - Calibration |  | Custom Calibration |  |  |  |  | 0
| Custom Humidity Calibration at Room Temperature | • | Humidity Calibration at Room Temperature |  |  | 516 | 516 | 0 | TRUE
|  | • | Additional Humidity Calibration Point at Room Temperature |  |  | 108 | 108 | 0
| Temperature Calibration | • | Additional Temperature Calibration Point |  |  | 132 | 132 | 0
|  |  | Temperature calibration at room temperature (+/-2°C from 23°C) |  |  |  |  | 0 | TRUE
| Additional Humidity Calibration at Selected Temperature | • | Additional Humidity Calibration Point at Selected Temperature |  |  | 132 | 132 | 0
|  | • | Humidity Calibration at Selected Temperature |  |  | 690 | 690 | 0
| Analog Output Calibration | • | Scaled Analog Output Readings in the Calibration Certificate |  |  | 236 | 236 | 0
| Define Details for the Calibration Certificate |  | Company Name, Address and Calibration Interval for Certificate |  |  |  |  | 0 | TRUE
|  |  | Standard Calibration |  |  |  |  | 0
| Humidity Calibration at Room Temperature | • | Humidity Calibration at Room Temperature |  |  | 516 | 516 | 0 | TRUE
| Temperature Calibration at Room Temperature |  | Temperature calibration at room temperature (+/-2°C from 23°C) |  |  |  |  | 0 | TRUE
| Analog Output Calibration | • | Additional Analog Output Calibration, 3 points |  |  | 236 | 236 | 0
| Define Details for the Calibration Certificate |  | Company Name, Address and Calibration Interval for Certificate |  |  |  |  | 0 | TRUE
|  |  | Accredited Calibration |  |  |  |  | 0
| Accredited Humidity Calibration at Room Temperature | • | Accredited Humidity Calibration at Room Temperature |  |  | 724 | 724 | 0 | TRUE
|  | • | Additional Accredited Humidity Calibration Point |  |  | 132 | 132 | 0
| Accredited Temperature Calibration | • | Additional Accredited Temperature Calibration Point |  |  | 132 | 132 | 0
|  |  | Temperature calibration at room temperature (+/-2°C from 23°C) |  |  |  |  | 0 | TRUE
| Analog Output Calibration | • | Scaled Analog Output Readings in the Calibration Certificate |  |  | 236 | 236 | 0
| Define Details for the Calibration Certificate |  | Company Name, Address and Calibration Interval for Certificate |  |  |  |  | 0 | TRUE
[6 empty] | 3512 | 3512 | 0
Note: |  | Selections in bold are included in the prices of the basic versions.
| • | Selections in italic are available at an extra price.
Links:

## HMT130SERVICES
[8 empty] | Select grey column and press delete to clear selections => |  |  | TRUE
TRUE
|  |  | Price valid from: 2025-04-23 |  | Back to Index | [5 empty] | TRUE
HMT130SERVICES
Services for HMT130 | [6 empty] | 0%
|  |  |  | Sparepart | Valid Configuration | List Price (CAD) | Discounted
| Services for HMT130 |  |  |  | HMT130SERVICES | 0 | 0 | Status | Selected | 0 | TRUE | 0 | TRUE | 0 | 0 | 0 | 0 | TRUE | 0 | TRUE | TRUE | TRUE | 0 | 0 | TRUE | 0 | TRUE | 0 | TRUE | 0 | 0 | TRUE | TRUE | TRUE | 0 | 0 | TRUE | 0 | TRUE | 0 | TRUE | 0 | TRUE | 0 | TRUE | 0 | 0 | 0 | 0 | TRUE
x | Calibration |  | Custom Calibration |  |  |  |  | 0
| Humidity calibration at room temperature | • | Humidity Calibration at Room Temperature |  |  | 516 | 516 | 0 | TRUE
|  | • | Additional Humidity Calibration Point at Room Temperature |  |  | 108 | 108 | 0
| Temperature Calibration |  | Temperature calibration at room temperature (+/-2°C from 23°C) |  |  |  |  | 0 | TRUE
|  | • | Additional Temperature Calibration Point |  |  | 132 | 132 | 0
| Additional Humidity Calibration at Selected Temperature | • | Additional Humidity Calibration Point at Selected Temperature |  |  | 132 | 132 | 0
|  | • | Humidity Calibration at Selected Temperature |  |  | 690 | 690 | 0
| Analog Output Calibration | • | Scaled Analog Output Readings in the Calibration Certificate |  |  | 236 | 236 | 0
| Define Details for the Calibration Certificate |  | Company Name, Address and Calibration Interval for Certificate |  |  |  |  | 0 | TRUE
|  |  | Standard Calibration |  |  |  |  | 0
| Humidity calibration at room temperature | • | Humidity Calibration at Room Temperature |  |  | 516 | 516 | 0 | TRUE
| Temperature Calibration at Room Temperature |  | Temperature calibration at room temperature (+/-2°C from 23°C) |  |  |  |  | 0 | TRUE
| Define Details for the Calibration Certificate |  | Company Name, Address and Calibration Interval for Certificate |  |  |  |  | 0 | TRUE
|  |  | Accredited Calibration |  |  |  |  | 0
| Accredited humidity calibration at room temperature | • | Additional Accredited Humidity Calibration Point |  |  | 132 | 132 | 0
|  | • | Accredited Humidity Calibration at Room Temperature |  |  | 724 | 724 | 0 | TRUE
| Accredited temperature calibration | • | Additional Accredited Temperature Calibration Point |  |  | 132 | 132 | 0
|  |  | Temperature calibration at room temperature (+/-2°C from 23°C) |  |  |  |  | 0 | TRUE
| Analog Output Calibration | • | Scaled Analog Output Readings in the Calibration Certificate |  |  | 236 | 236 | 0
| Define Details for the Calibration Certificate |  | Company Name, Address and Calibration Interval for Certificate |  |  |  |  | 0 | TRUE
x | Repair and Calibration - Repair | • | Repair Service for HMT130 Transmitter |  |  | 227 | 227 | 0
x | Repair and Calibration - Calibration |  | Standard Calibration |  |  |  |  | 0
| Humidity calibration at room temperature | • | Humidity Calibration at Room Temperature |  |  | 516 | 516 | 0 | TRUE
| Temperature Calibration at Room Temperature |  | Temperature calibration at room temperature (+/-2°C from 23°C) |  |  |  |  | 0 | TRUE
| Define Details for the Calibration Certificate |  | Company Name, Address and Calibration Interval for Certificate |  |  |  |  | 0 | TRUE
|  |  | Accredited Calibration |  |  |  |  | 0
| Accredited humidity calibration at room temperature | • | Additional Accredited Humidity Calibration Point |  |  | 132 | 132 | 0
|  | • | Accredited Humidity Calibration at Room Temperature |  |  | 724 | 724 | 0 | TRUE
| Accredited temperature calibration | • | Additional Accredited Temperature Calibration Point |  |  | 132 | 132 | 0
|  |  | Temperature calibration at room temperature (+/-2°C from 23°C) |  |  |  |  | 0 | TRUE
| Analog Output Calibration | • | Scaled Analog Output Readings in the Calibration Certificate |  |  | 236 | 236 | 0
| Define Details for the Calibration Certificate |  | Company Name, Address and Calibration Interval for Certificate |  |  |  |  | 0 | TRUE
|  |  | Custom Calibration |  |  |  |  | 0
| Humidity calibration at room temperature | • | Humidity Calibration at Room Temperature |  |  | 516 | 516 | 0 | TRUE
|  | • | Additional Humidity Calibration Point at Room Temperature |  |  | 108 | 108 | 0
| Temperature Calibration |  | Temperature calibration at room temperature (+/-2°C from 23°C) |  |  |  |  | 0 | TRUE
|  | • | Additional Temperature Calibration Point |  |  | 132 | 132 | 0
| Additional Humidity Calibration at Selected Temperature | • | Additional Humidity Calibration Point at Selected Temperature |  |  | 132 | 132 | 0
|  | • | Humidity Calibration at Selected Temperature |  |  | 690 | 690 | 0
| Analog Output Calibration | • | Scaled Analog Output Readings in the Calibration Certificate |  |  | 236 | 236 | 0
| Define Details for the Calibration Certificate |  | Company Name, Address and Calibration Interval for Certificate |  |  |  |  | 0 | TRUE
[6 empty] | 3512 | 3512 | 0
Note: |  | Selections in bold are included in the prices of the basic versions.
| • | Selections in italic are available at an extra price.
Links:

## HMT120SERVICES
[8 empty] | Select grey column and press delete to clear selections => |  |  | TRUE
TRUE
|  |  | Price valid from: 2025-04-23 |  | Back to Index | [5 empty] | TRUE
HMT120SERVICES
Services for HMT120 | [6 empty] | 0%
|  |  |  | Sparepart | Valid Configuration | List Price (CAD) | Discounted
| Services for HMT120 |  |  |  | HMT120SERVICES | 0 | 0 | Status | Selected | 0 | TRUE | TRUE | TRUE | 0 | 0 | TRUE | 0 | TRUE | 0 | TRUE | 0 | TRUE | 0 | TRUE | 0 | 0 | 0 | 0 | TRUE | 0 | 0 | TRUE | 0 | TRUE | 0 | 0 | 0 | 0 | TRUE | 0 | TRUE | TRUE | TRUE | 0 | 0 | TRUE | 0 | TRUE | 0 | TRUE
x | Calibration |  | Standard Calibration |  |  |  |  | 0
| Humidity calibration at room temperature | • | Humidity Calibration at Room Temperature |  |  | 516 | 516 | 0 | TRUE
| Temperature Calibration at Room Temperature |  | Temperature calibration at room temperature (+/-2°C from 23°C) |  |  |  |  | 0 | TRUE
| Define Details for the Calibration Certificate |  | Company Name, Address and Calibration Interval for Certificate |  |  |  |  | 0 | TRUE
|  |  | Accredited Calibration |  |  |  |  | 0
| Accredited humidity calibration at room temperature | • | Additional Accredited Humidity Calibration Point |  |  | 132 | 132 | 0
|  | • | Accredited Humidity Calibration at Room Temperature |  |  | 724 | 724 | 0 | TRUE
| Accredited temperature calibration | • | Additional Accredited Temperature Calibration Point |  |  | 132 | 132 | 0
|  |  | Temperature calibration at room temperature (+/-2°C from 23°C) |  |  |  |  | 0 | TRUE
| Analog Output Calibration | • | Scaled Analog Output Readings in the Calibration Certificate |  |  | 236 | 236 | 0
| Define Details for the Calibration Certificate |  | Company Name, Address and Calibration Interval for Certificate |  |  |  |  | 0 | TRUE
|  |  | Custom Calibration |  |  |  |  | 0
| Humidity calibration at room temperature | • | Humidity Calibration at Room Temperature |  |  | 516 | 516 | 0 | TRUE
|  | • | Additional Humidity Calibration Point at Room Temperature |  |  | 108 | 108 | 0
| Temperature Calibration |  | Temperature calibration at room temperature (+/-2°C from 23°C) |  |  |  |  | 0 | TRUE
|  | • | Additional Temperature Calibration Point |  |  | 132 | 132 | 0
| Additional Humidity Calibration at Selected Temperature | • | Additional Humidity Calibration Point at Selected Temperature |  |  | 132 | 132 | 0
|  | • | Humidity Calibration at Selected Temperature |  |  | 690 | 690 | 0
| Analog Output Calibration | • | Scaled Analog Output Readings in the Calibration Certificate |  |  | 236 | 236 | 0
| Define Details for the Calibration Certificate |  | Company Name, Address and Calibration Interval for Certificate |  |  |  |  | 0 | TRUE
x | Repair and Calibration - Repair | • | Repair Service for HMT120 Transmitter |  |  | 227 | 227 | 0
|  |  | Custom Calibration |  |  |  |  | 0
| Humidity calibration at room temperature | • | Humidity Calibration at Room Temperature |  |  | 516 | 516 | 0 | TRUE
|  | • | Additional Humidity Calibration Point at Room Temperature |  |  | 108 | 108 | 0
| Temperature Calibration |  | Temperature calibration at room temperature (+/-2°C from 23°C) |  |  |  |  | 0 | TRUE
|  | • | Additional Temperature Calibration Point |  |  | 132 | 132 | 0
| Additional Humidity Calibration at Selected Temperature | • | Additional Humidity Calibration Point at Selected Temperature |  |  | 132 | 132 | 0
|  | • | Humidity Calibration at Selected Temperature |  |  | 690 | 690 | 0
| Analog Output Calibration | • | Scaled Analog Output Readings in the Calibration Certificate |  |  | 236 | 236 | 0
| Define Details for the Calibration Certificate |  | Company Name, Address and Calibration Interval for Certificate |  |  |  |  | 0 | TRUE
|  |  | Standard Calibration |  |  |  |  | 0
| Humidity calibration at room temperature | • | Humidity Calibration at Room Temperature |  |  | 516 | 516 | 0 | TRUE
| Temperature Calibration at Room Temperature |  | Temperature calibration at room temperature (+/-2°C from 23°C) |  |  |  |  | 0 | TRUE
| Define Details for the Calibration Certificate |  | Company Name, Address and Calibration Interval for Certificate |  |  |  |  | 0 | TRUE
|  |  | Accredited Calibration |  |  |  |  | 0
| Accredited humidity calibration at room temperature | • | Additional Accredited Humidity Calibration Point |  |  | 132 | 132 | 0
|  | • | Accredited Humidity Calibration at Room Temperature |  |  | 724 | 724 | 0 | TRUE
| Accredited temperature calibration | • | Additional Accredited Temperature Calibration Point |  |  | 132 | 132 | 0
|  |  | Temperature calibration at room temperature (+/-2°C from 23°C) |  |  |  |  | 0 | TRUE
| Analog Output Calibration | • | Scaled Analog Output Readings in the Calibration Certificate |  |  | 236 | 236 | 0
| Define Details for the Calibration Certificate |  | Company Name, Address and Calibration Interval for Certificate |  |  |  |  | 0 | TRUE
[6 empty] | 3512 | 3512 | 0
Note: |  | Selections in bold are included in the prices of the basic versions.
| • | Selections in italic are available at an extra price.
Links:

## HMT120NPC
[8 empty] | Select grey column and press delete to clear selections => |  |  | TRUE
TRUE
|  |  | Price valid from: 2025-04-23 |  | Back to Index | [5 empty] | TRUE
HMT120NPC
Special Calibration for New HMT120 | [6 empty] | 0%
|  |  |  | Sparepart | Valid Configuration | List Price (CAD) | Discounted
| Special Calibration for New HMT120 |  |  |  | HMT120NPC | 0 | 0 | Status | Selected | TRUE | 0 | TRUE | 0 | 0 | TRUE | 0 | 0 | 0 | 0 | TRUE | 0 | TRUE | 0 | 0 | 0 | 0
x | Define Details for Calibration Certificate |  | Company Name, Address and Calibration Interval for Certificate |  |  |  |  | 0 | TRUE
x | Calibrations |  | Accredited ISO/IEC 17025 Calibration |  |  |  |  | 0
| Accredited Humidity Calibration at Room Temperature | • | Accredited Humidity Calibration at Room Temperature |  |  | 724 | 724 | 0 | TRUE
|  | • | Accredited Humidity Calibration, Additional Point [%rh] |  |  | 132 | 132 | 0
| Accredited Temperature Calibration | • | Additional Accredited Temperature Calibration Point |  |  | 132 | 132 | 0
|  |  | Accredited Temperature Calibration at Room Temperature (+/-2°C from 23°C) |  |  |  |  | 0 | TRUE
| Accredited Humidity Calibration at Selected Temperature | • | Additional Accredited Humidity Calibration at Selected Temperature [%rh,°C] |  |  | 846 | 846 | 0
|  | • | Additional Accredited Humidity Calibration point at Selected Temperature [%rh,°C] |  |  | 132 | 132 | 0
| Analog Output Calibration | • | Scaled Analog Output Readings in the Calibration Certificate |  |  | 236 | 236 | 0
|  |  | Standard ISO 9001 Calibration |  |  |  |  | 0
| Humidity Calibration at Room Temperature | • | Humidity Calibration at Room Temperature |  |  | 458 | 458 | 0 | TRUE
|  | • | Additional Humidity Calibration Point at Room Temperature |  |  | 108 | 108 | 0
| Temperature Calibration |  | Temperature calibration at room temperature (+/-2°C from 23°C) |  |  |  |  | 0 | TRUE
|  | • | Additional Temperature Calibration Point |  |  | 132 | 132 | 0
| Humidity Calibration at Selected Temperature | • | Humidity Calibration at Selected Temperature |  |  | 690 | 690 | 0
|  | • | Additional Humidity Calibration point at Selected Temperature [%rh,°C] |  |  | 132 | 132 | 0
| Analog Output Calibration | • | Scaled Analog Output Readings in the Calibration Certificate |  |  | 236 | 236 | 0
[6 empty] | 1182 | 1182 | 0
Note: |  | Selections in bold are included in the prices of the basic versions.
| • | Selections in italic are available at an extra price.
Links:

## HMS110SERVICES
[8 empty] | Select grey column and press delete to clear selections => |  |  | TRUE
TRUE
|  |  | Price valid from: 2025-04-23 |  | Back to Index | [5 empty] | TRUE
HMS110SERVICES
Services for HMS110 | [6 empty] | 0%
|  |  |  | Sparepart | Valid Configuration | List Price (CAD) | Discounted
| Services for HMS110 |  |  |  | HMS110SERVICES | 0 | 0 | Status | Selected | 0 | TRUE | TRUE | TRUE | 0 | 0 | TRUE | TRUE | 0 | 0 | TRUE | 0 | 0 | TRUE | TRUE | TRUE | 0 | 0 | TRUE | TRUE | 0 | 0 | TRUE
x | Calibration |  | Standard Calibration |  |  |  |  | 0
| Humidity calibration at room temperature | • | Humidity Calibration at Room Temperature |  |  | 516 | 516 | 0 | TRUE
| Temperature Calibration at Room Temperature |  | Temperature calibration at room temperature (+/-2°C from 23°C) |  |  |  |  | 0 | TRUE
| Define Details for the Calibration Certificate |  | Company Name, Address and Calibration Interval for Certificate |  |  |  |  | 0 | TRUE
|  |  | Accredited Calibration |  |  |  |  | 0
| Accredited Humidity Calibration at Room Temperature | • | Additional Accredited Humidity Calibration Point |  |  | 132 | 132 | 0
|  | • | Accredited Humidity Calibration at Room Temperature |  |  | 724 | 724 | 0 | TRUE
| Accredited Temperature Calibration |  | Accredited Temperature Calibration at Room Temperature (+/-2°C from 23°C) |  |  |  |  | 0 | TRUE
|  | • | Additional Accredited Temperature Calibration Point |  |  | 132 | 132 | 0
| Analog output calibration | • | Scaled Analog Output Readings in the Calibration Certificate |  |  | 236 | 236 | 0
| Define Details for the Calibration Certificate |  | Company Name, Address and Calibration Interval for Certificate |  |  |  |  | 0 | TRUE
x | Repair and Calibration- Repair | • | Repair Service for HMS Transmitter |  |  | 248 | 248 | 0
x | Repair and Calibration- Calibration |  | Standard Calibration |  |  |  |  | 0
| Humidity calibration at room temperature | • | Humidity Calibration at Room Temperature |  |  | 516 | 516 | 0 | TRUE
| Temperature Calibration at Room Temperature |  | Temperature calibration at room temperature (+/-2°C from 23°C) |  |  |  |  | 0 | TRUE
| Define Details for the Calibration Certificate |  | Company Name, Address and Calibration Interval for Certificate |  |  |  |  | 0 | TRUE
|  |  | Accredited Calibration |  |  |  |  | 0
| Accredited Humidity Calibration at Room Temperature | • | Additional Accredited Humidity Calibration Point |  |  | 132 | 132 | 0
|  | • | Accredited Humidity Calibration at Room Temperature |  |  | 724 | 724 | 0 | TRUE
| Accredited Temperature Calibration |  | Accredited Temperature Calibration at Room Temperature (+/-2°C from 23°C) |  |  |  |  | 0 | TRUE
|  | • | Additional Accredited Temperature Calibration Point |  |  | 132 | 132 | 0
| Analog output calibration | • | Scaled Analog Output Readings in the Calibration Certificate |  |  | 236 | 236 | 0
| Define Details for the Calibration Certificate |  | Company Name, Address and Calibration Interval for Certificate |  |  |  |  | 0 | TRUE
[6 empty] | 2480 | 2480 | 0
Note: |  | Selections in bold are included in the prices of the basic versions.
| • | Selections in italic are available at an extra price.
Links:

## HMP9SERVICES
[8 empty] | Select grey column and press delete to clear selections => |  |  | TRUE
TRUE
|  |  | Price valid from: 2025-04-23 |  | Back to Index | [5 empty] | TRUE
HMP9SERVICES
Services for HMP9 | [6 empty] | 0%
|  |  |  | Sparepart | Valid Configuration | List Price (CAD) | Discounted
| Services for HMP9 |  |  |  | HMP9SERVICES | 0 | 0 | Status | Selected | 0 | TRUE | 0 | 0 | TRUE | TRUE | 0 | TRUE | TRUE | TRUE | 0 | 0 | TRUE | TRUE | 0 | 0 | 0 | TRUE | 0 | 0 | TRUE | 0 | 0 | TRUE | TRUE | 0 | TRUE | TRUE | TRUE | 0 | 0 | TRUE | TRUE | 0 | 0 | 0 | TRUE
x | Calibration |  | Accredited Calibration |  |  |  |  | 0
| Accredited Humidity Calibration at Room Temperature | • | Accredited Humidity Calibration at Room Temperature |  |  | 724 | 724 | 0 | TRUE
|  | • | Additional Accredited Humidity Calibration Point |  |  | 132 | 132 | 0
| Accredited Temperature Calibration | • | Additional Accredited Temperature Calibration Point |  |  | 132 | 132 | 0
|  |  | Temperature calibration at room temperature (+/-2°C from 23°C) |  |  |  |  | 0 | TRUE
| Define Details for the Calibration Certificate |  | Company Name, Address and Calibration Interval for Certificate |  |  |  |  | 0 | TRUE
|  |  | Standard Calibration |  |  |  |  | 0
| Humidity Calibration at Room Temperature | • | Humidity Calibration at Room Temperature |  |  | 516 | 516 | 0 | TRUE
| Temperature Calibration at Room Temperature |  | Temperature calibration at room temperature (+/-2°C from 23°C) |  |  |  |  | 0 | TRUE
| Define Details for the Calibration Certificate |  | Company Name, Address and Calibration Interval for Certificate |  |  |  |  | 0 | TRUE
|  |  | Custom Calibration |  |  |  |  | 0
| Humidity Calibration at Room Temperature | • | Additional Humidity Calibration Point at Room Temperature |  |  | 108 | 108 | 0
|  | • | Humidity Calibration at Room Temperature |  |  | 516 | 516 | 0 | TRUE
| Temperature Calibration |  | Temperature calibration at room temperature (+/-2°C from 23°C) |  |  |  |  | 0 | TRUE
|  | • | Additional Temperature Calibration Point |  |  | 132 | 132 | 0
| Additional Humidity Calibration at Selected Temperature | • | Additional Humidity Calibration Point at Selected Temperature |  |  | 132 | 132 | 0
|  | • | Humidity Calibration at Selected Temperature |  |  | 690 | 690 | 0
| Define Details for the Calibration Certificate |  | Company Name, Address and Calibration Interval for Certificate |  |  |  |  | 0 | TRUE
x | Repair and Calibration - Repair | • | Repair Service for Indigo Probe |  |  | 634 | 634 | 0
x | Repair and Calibration - Calibration |  | Accredited Calibration |  |  |  |  | 0
| Accredited Humidity Calibration at Room Temperature | • | Accredited Humidity Calibration at Room Temperature |  |  | 724 | 724 | 0 | TRUE
|  | • | Additional Accredited Humidity Calibration Point |  |  | 132 | 132 | 0
| Accredited Temperature Calibration | • | Additional Accredited Temperature Calibration Point |  |  | 132 | 132 | 0
|  |  | Temperature calibration at room temperature (+/-2°C from 23°C) |  |  |  |  | 0 | TRUE
| Define Details for the Calibration Certificate |  | Company Name, Address and Calibration Interval for Certificate |  |  |  |  | 0 | TRUE
|  |  | Standard Calibration |  |  |  |  | 0
| Humidity Calibration at Room Temperature | • | Humidity Calibration at Room Temperature |  |  | 516 | 516 | 0 | TRUE
| Temperature Calibration at Room Temperature |  | Temperature calibration at room temperature (+/-2°C from 23°C) |  |  |  |  | 0 | TRUE
| Define Details for the Calibration Certificate |  | Company Name, Address and Calibration Interval for Certificate |  |  |  |  | 0 | TRUE
|  |  | Custom Calibration |  |  |  |  | 0
| Humidity Calibration at Room Temperature | • | Additional Humidity Calibration Point at Room Temperature |  |  | 108 | 108 | 0
|  | • | Humidity Calibration at Room Temperature |  |  | 516 | 516 | 0 | TRUE
| Temperature Calibration |  | Temperature calibration at room temperature (+/-2°C from 23°C) |  |  |  |  | 0 | TRUE
|  | • | Additional Temperature Calibration Point |  |  | 132 | 132 | 0
| Additional Humidity Calibration at Selected Temperature | • | Additional Humidity Calibration Point at Selected Temperature |  |  | 132 | 132 | 0
|  | • | Humidity Calibration at Selected Temperature |  |  | 690 | 690 | 0
| Define Details for the Calibration Certificate |  | Company Name, Address and Calibration Interval for Certificate |  |  |  |  | 0 | TRUE
[6 empty] | 3512 | 3512 | 0
Note: |  | Selections in bold are included in the prices of the basic versions.
| • | Selections in italic are available at an extra price.
Links:
Service |  |  |  | item code
Compact Humidity and Temperature Probe |  |  |  | HMP9 |  | 1782 | 1782

## HMP8SERVICES
[8 empty] | Select grey column and press delete to clear selections => |  |  | TRUE
TRUE
|  |  | Price valid from: 2025-04-23 |  | Back to Index | [5 empty] | TRUE
HMP8SERVICES
Services for HMP8 | [6 empty] | 0%
|  |  |  | Sparepart | Valid Configuration | List Price (CAD) | Discounted
| Services for HMP8 |  |  |  | HMP8SERVICES | 0 | 0 | Status | Selected | 0 | 0 | TRUE | 0 | TRUE | 0 | TRUE | 0 | TRUE | TRUE | 0 | TRUE | 0 | 0 | TRUE | TRUE | 0 | 0 | 0 | 0 | TRUE | 0 | 0 | TRUE | 0 | 0 | TRUE | TRUE | 0 | TRUE | TRUE | TRUE | 0 | 0 | TRUE | TRUE | 0 | 0 | 0 | TRUE
→ Expand | Calibration |  | Accredited Calibration |  |  |  |  | 0
| Accredited Humidity Calibration at Room Temperature | • | Additional Accredited Humidity Calibration Point |  |  | 132 | 132 | 0
|  | • | Accredited Humidity Calibration at Room Temperature |  |  | 724 | 724 | 0 | TRUE
| Accredited Temperature Calibration | • | Additional Accredited Temperature Calibration Point |  |  | 132 | 132 | 0
|  |  | Temperature calibration at room temperature (+/-2°C from 23°C) |  |  |  |  | 0 | TRUE
| Sensor Replacement | • | Sensor Replacement Service |  |  | 422 | 422 | 0
| Define Details for the Calibration Certificate |  | Company Name, Address and Calibration Interval for Certificate |  |  |  |  | 0 | TRUE
|  |  | Standard Calibration |  |  |  |  | 0
| Humidity Calibration at Room Temperature | • | Humidity Calibration at Room Temperature |  |  | 516 | 516 | 0 | TRUE
| Temperature Calibration at Room Temperature |  | Temperature calibration at room temperature (+/-2°C from 23°C) |  |  |  |  | 0 | TRUE
| Sensor Replacement | • | Sensor Replacement Service |  |  | 422 | 422 | 0
| Define Details for the Calibration Certificate |  | Company Name, Address and Calibration Interval for Certificate |  |  |  |  | 0 | TRUE
|  |  | Custom Calibration |  |  |  |  | 0
| Humidity Calibration at Room Temperature | • | Additional Humidity Calibration Point at Room Temperature |  |  | 108 | 108 | 0
|  | • | Humidity Calibration at Room Temperature |  |  | 516 | 516 | 0 | TRUE
| Temperature Calibration |  | Temperature calibration at room temperature (+/-2°C from 23°C) |  |  |  |  | 0 | TRUE
|  | • | Additional Temperature Calibration Point |  |  | 132 | 132 | 0
| Additional Humidity Calibration at Selected Temperature | • | Additional Humidity Calibration Point at Selected Temperature |  |  | 132 | 132 | 0
|  | • | Humidity Calibration at Selected Temperature |  |  | 690 | 690 | 0
| Sensor Replacement | • | Sensor Replacement Service |  |  | 422 | 422 | 0
| Define Details for the Calibration Certificate |  | Company Name, Address and Calibration Interval for Certificate |  |  |  |  | 0 | TRUE
x | Repair and Calibration - Repair | • | Repair Service for Indigo Probe |  |  | 1482 | 1482 | 0
x | Repair and Calibration - Calibration |  | Accredited Calibration |  |  |  |  | 0
| Accredited Humidity Calibration at Room Temperature | • | Accredited Humidity Calibration at Room Temperature |  |  | 724 | 724 | 0 | TRUE
|  | • | Additional Accredited Humidity Calibration Point |  |  | 132 | 132 | 0
| Accredited Temperature Calibration | • | Additional Accredited Temperature Calibration Point |  |  | 132 | 132 | 0
|  |  | Temperature calibration at room temperature (+/-2°C from 23°C) |  |  |  |  | 0 | TRUE
| Define Details for the Calibration Certificate |  | Company Name, Address and Calibration Interval for Certificate |  |  |  |  | 0 | TRUE
|  |  | Standard Calibration |  |  |  |  | 0
| Humidity Calibration at Room Temperature | • | Humidity Calibration at Room Temperature |  |  | 516 | 516 | 0 | TRUE
| Temperature Calibration at Room Temperature |  | Temperature calibration at room temperature (+/-2°C from 23°C) |  |  |  |  | 0 | TRUE
| Define Details for the Calibration Certificate |  | Company Name, Address and Calibration Interval for Certificate |  |  |  |  | 0 | TRUE
|  |  | Custom Calibration |  |  |  |  | 0
| Humidity Calibration at Room Temperature | • | Additional Humidity Calibration Point at Room Temperature |  |  | 108 | 108 | 0
|  | • | Humidity Calibration at Room Temperature |  |  | 516 | 516 | 0 | TRUE
| Temperature Calibration |  | Temperature calibration at room temperature (+/-2°C from 23°C) |  |  |  |  | 0 | TRUE
|  | • | Additional Temperature Calibration Point |  |  | 132 | 132 | 0
| Additional Humidity Calibration at Selected Temperature | • | Additional Humidity Calibration Point at Selected Temperature |  |  | 132 | 132 | 0
|  | • | Humidity Calibration at Selected Temperature |  |  | 690 | 690 | 0
| Define Details for the Calibration Certificate |  | Company Name, Address and Calibration Interval for Certificate |  |  |  |  | 0 | TRUE
[6 empty] | 3512 | 3512 | 0
Note: |  | Selections in bold are included in the prices of the basic versions.
| • | Selections in italic are available at an extra price.
Links:

## HMP7SERVICES
[8 empty] | Select grey column and press delete to clear selections => |  |  | TRUE
TRUE
|  |  | Price valid from: 2025-04-23 |  | Back to Index | [5 empty] | TRUE
HMP7SERVICES
Services for HMP7 | [6 empty] | 0%
|  |  |  | Sparepart | Valid Configuration | List Price (CAD) | Discounted
| Services for HMP7 |  |  |  | HMP7SERVICES | 0 | 0 | Status | Selected | 0 | 0 | TRUE | 0 | TRUE | 0 | TRUE | 0 | TRUE | TRUE | 0 | TRUE | 0 | 0 | TRUE | TRUE | 0 | 0 | 0 | 0 | TRUE | 0 | 0 | TRUE | 0 | 0 | TRUE | TRUE | 0 | TRUE | TRUE | TRUE | 0 | 0 | TRUE | TRUE | 0 | 0 | 0 | TRUE
→ Expand | Calibration |  | Accredited Calibration |  |  |  |  | 0
| Accredited Humidity Calibration at Room Temperature | • | Additional Accredited Humidity Calibration Point |  |  | 132 | 132 | 0
|  | • | Accredited Humidity Calibration at Room Temperature |  |  | 724 | 724 | 0 | TRUE
| Accredited Temperature Calibration | • | Additional Accredited Temperature Calibration Point |  |  | 132 | 132 | 0
|  |  | Temperature calibration at room temperature (+/-2°C from 23°C) |  |  |  |  | 0 | TRUE
| Sensor Replacement | • | Sensor Replacement Service |  |  | 422 | 422 | 0
| Define Details for the Calibration Certificate |  | Company Name, Address and Calibration Interval for Certificate |  |  |  |  | 0 | TRUE
|  |  | Standard Calibration |  |  |  |  | 0
| Humidity Calibration at Room Temperature | • | Humidity Calibration at Room Temperature |  |  | 516 | 516 | 0 | TRUE
| Temperature Calibration at Room Temperature |  | Temperature calibration at room temperature (+/-2°C from 23°C) |  |  |  |  | 0 | TRUE
| Sensor Replacement | • | Sensor Replacement Service |  |  | 422 | 422 | 0
| Define Details for the Calibration Certificate |  | Company Name, Address and Calibration Interval for Certificate |  |  |  |  | 0 | TRUE
|  |  | Custom Calibration |  |  |  |  | 0
| Humidity Calibration at Room Temperature | • | Additional Humidity Calibration Point at Room Temperature |  |  | 108 | 108 | 0
|  | • | Humidity Calibration at Room Temperature |  |  | 516 | 516 | 0 | TRUE
| Temperature Calibration |  | Temperature calibration at room temperature (+/-2°C from 23°C) |  |  |  |  | 0 | TRUE
|  | • | Additional Temperature Calibration Point |  |  | 132 | 132 | 0
| Additional Humidity Calibration at Selected Temperature | • | Additional Humidity Calibration Point at Selected Temperature |  |  | 132 | 132 | 0
|  | • | Humidity Calibration at Selected Temperature |  |  | 690 | 690 | 0
| Sensor Replacement | • | Sensor Replacement Service |  |  | 422 | 422 | 0
| Define Details for the Calibration Certificate |  | Company Name, Address and Calibration Interval for Certificate |  |  |  |  | 0 | TRUE
x | Repair and Calibration - Repair | • | Repair Service for Indigo Probe |  |  | 1058 | 1058 | 0
x | Repair and Calibration - Calibration |  | Accredited Calibration |  |  |  |  | 0
| Accredited Humidity Calibration at Room Temperature | • | Accredited Humidity Calibration at Room Temperature |  |  | 724 | 724 | 0 | TRUE
|  | • | Additional Accredited Humidity Calibration Point |  |  | 132 | 132 | 0
| Accredited Temperature Calibration | • | Additional Accredited Temperature Calibration Point |  |  | 132 | 132 | 0
|  |  | Temperature calibration at room temperature (+/-2°C from 23°C) |  |  |  |  | 0 | TRUE
| Define Details for the Calibration Certificate |  | Company Name, Address and Calibration Interval for Certificate |  |  |  |  | 0 | TRUE
|  |  | Standard Calibration |  |  |  |  | 0
| Humidity Calibration at Room Temperature | • | Humidity Calibration at Room Temperature |  |  | 516 | 516 | 0 | TRUE
| Temperature Calibration at Room Temperature |  | Temperature calibration at room temperature (+/-2°C from 23°C) |  |  |  |  | 0 | TRUE
| Define Details for the Calibration Certificate |  | Company Name, Address and Calibration Interval for Certificate |  |  |  |  | 0 | TRUE
|  |  | Custom Calibration |  |  |  |  | 0
| Humidity Calibration at Room Temperature | • | Additional Humidity Calibration Point at Room Temperature |  |  | 108 | 108 | 0
|  | • | Humidity Calibration at Room Temperature |  |  | 516 | 516 | 0 | TRUE
| Temperature Calibration |  | Temperature calibration at room temperature (+/-2°C from 23°C) |  |  |  |  | 0 | TRUE
|  | • | Additional Temperature Calibration Point |  |  | 132 | 132 | 0
| Additional Humidity Calibration at Selected Temperature | • | Additional Humidity Calibration Point at Selected Temperature |  |  | 132 | 132 | 0
|  | • | Humidity Calibration at Selected Temperature |  |  | 690 | 690 | 0
| Define Details for the Calibration Certificate |  | Company Name, Address and Calibration Interval for Certificate |  |  |  |  | 0 | TRUE
[6 empty] | 3512 | 3512 | 0
Note: |  | Selections in bold are included in the prices of the basic versions.
| • | Selections in italic are available at an extra price.
Links:

## HMP63SERVICES
[8 empty] | Select grey column and press delete to clear selections => |  |  | TRUE
TRUE
|  |  | Price valid from: 2025-04-23 |  | Back to Index | [5 empty] | TRUE
HMP63SERVICES
Services for HMP63 | [6 empty] | 0%
|  |  |  | Sparepart | Valid Configuration | List Price (CAD) | Discounted
| Services for HMP63 |  |  |  | HMP63SERVICES | 0 | 0 | Status | Selected | 0 | TRUE | 0 | 0 | TRUE | TRUE | 0 | TRUE | TRUE | TRUE | 0 | 0 | TRUE | TRUE | 0 | 0 | 0 | 0 | TRUE | 0 | 0 | TRUE | TRUE | TRUE | 0 | TRUE | 0 | 0 | TRUE | TRUE | 0 | 0 | TRUE | TRUE | 0 | 0 | 0 | 0 | TRUE
x | Calibration |  | Accredited Calibration |  |  |  |  | 0
| Accredited Humidity Calibration at Room Temperature | • | Accredited Humidity Calibration at Room Temperature |  |  | 724 | 724 | 0 | TRUE
|  | • | Additional Accredited Humidity Calibration Point |  |  | 132 | 132 | 0
| Accredited Temperature Calibration | • | Additional Accredited Temperature Calibration Point |  |  | 132 | 132 | 0
|  |  | Temperature calibration at room temperature (+/-2°C from 23°C) |  |  |  |  | 0 | TRUE
| Define Details for the Calibration Certificate |  | Company Name, Address and Calibration Interval for Certificate |  |  |  |  | 0 | TRUE
|  |  | Standard Calibration |  |  |  |  | 0
| Humidity calibration at room temperature | • | Humidity Calibration at Room Temperature |  |  | 516 | 516 | 0 | TRUE
| Temperature Calibration at Room Temperature |  | Temperature calibration at room temperature (+/-2°C from 23°C) |  |  |  |  | 0 | TRUE
| Define Details for the Calibration Certificate |  | Company Name, Address and Calibration Interval for Certificate |  |  |  |  | 0 | TRUE
|  |  | Custom Calibration |  |  |  |  | 0
| Humidity Calibration at Room Temperature | • | Additional Humidity Calibration Point at Room Temperature |  |  | 108 | 108 | 0
|  | • | Humidity Calibration at Room Temperature |  |  | 516 | 516 | 0 | TRUE
| Temperature Calibration |  | Temperature calibration at room temperature (+/-2°C from 23°C) |  |  |  |  | 0 | TRUE
|  | • | Additional Temperature Calibration Point |  |  | 132 | 132 | 0
| Additional Humidity Calibration at Selected Temperature | • | Additional Humidity Calibration Point at Selected Temperature |  |  | 132 | 132 | 0
|  | • | Humidity Calibration at Selected Temperature |  |  | 690 | 690 | 0
| Analog Output Calibration | • | Scaled Analog Output Readings in the Calibration Certificate |  |  | 236 | 236 | 0
| Define Details for the Calibration Certificate |  | Company Name, Address and Calibration Interval for Certificate |  |  |  |  | 0 | TRUE
x | Repair and Calibration - Repair | • | Repair Service for HMP60 Transmitter |  |  | 227 | 227 | 0
x | Repair and Calibration - Calibration |  | Standard Calibration |  |  |  |  | 0
| Humidity calibration at room temperature | • | Humidity Calibration at Room Temperature |  |  | 516 | 516 | 0 | TRUE
| Temperature Calibration at Room Temperature |  | Temperature calibration at room temperature (+/-2°C from 23°C) |  |  |  |  | 0 | TRUE
| Define Details for the Calibration Certificate |  | Company Name, Address and Calibration Interval for Certificate |  |  |  |  | 0 | TRUE
|  |  | Accredited Calibration |  |  |  |  | 0
| Accredited Humidity Calibration at Room Temperature | • | Accredited Humidity Calibration at Room Temperature |  |  | 724 | 724 | 0 | TRUE
|  | • | Additional Accredited Humidity Calibration Point |  |  | 132 | 132 | 0
| Accredited Temperature Calibration | • | Additional Accredited Temperature Calibration Point |  |  | 132 | 132 | 0
|  |  | Temperature calibration at room temperature (+/-2°C from 23°C) |  |  |  |  | 0 | TRUE
| Define Details for the Calibration Certificate |  | Company Name, Address and Calibration Interval for Certificate |  |  |  |  | 0 | TRUE
|  |  | Custom Calibration |  |  |  |  | 0
| Humidity Calibration at Room Temperature | • | Additional Humidity Calibration Point at Room Temperature |  |  | 108 | 108 | 0
|  | • | Humidity Calibration at Room Temperature |  |  | 516 | 516 | 0 | TRUE
| Temperature Calibration |  | Temperature calibration at room temperature (+/-2°C from 23°C) |  |  |  |  | 0 | TRUE
|  | • | Additional Temperature Calibration Point |  |  | 132 | 132 | 0
| Additional Humidity Calibration at Selected Temperature | • | Additional Humidity Calibration Point at Selected Temperature |  |  | 132 | 132 | 0
|  | • | Humidity Calibration at Selected Temperature |  |  | 690 | 690 | 0
| Analog Output Calibration | • | Scaled Analog Output Readings in the Calibration Certificate |  |  | 236 | 236 | 0
| Define Details for the Calibration Certificate |  | Company Name, Address and Calibration Interval for Certificate |  |  |  |  | 0 | TRUE
[6 empty] | 3512 | 3512 | 0
Note: |  | Selections in bold are included in the prices of the basic versions.
| • | Selections in italic are available at an extra price.
Links:

## HMP5SERVICES
[8 empty] | Select grey column and press delete to clear selections => |  |  | TRUE
TRUE
|  |  | Price valid from: 2025-04-23 |  | Back to Index | [5 empty] | TRUE
HMP5SERVICES
Services for HMP5 | [6 empty] | 0%
|  |  |  | Sparepart | Valid Configuration | List Price (CAD) | Discounted
| Services for HMP5 |  |  |  | HMP5SERVICES | 0 | 0 | Status | Selected | 0 | 0 | TRUE | 0 | TRUE | 0 | TRUE | 0 | TRUE | TRUE | 0 | TRUE | 0 | 0 | TRUE | TRUE | 0 | 0 | 0 | 0 | TRUE | 0 | 0 | TRUE | 0 | 0 | TRUE | TRUE | 0 | TRUE | TRUE | TRUE | 0 | 0 | TRUE | TRUE | 0 | 0 | 0 | TRUE
→ Expand | Calibration |  | Accredited Calibration |  |  |  |  | 0
| Accredited Humidity Calibration at Room Temperature | • | Additional Accredited Humidity Calibration Point |  |  | 132 | 132 | 0
|  | • | Accredited Humidity Calibration at Room Temperature |  |  | 724 | 724 | 0 | TRUE
| Accredited Temperature Calibration | • | Additional Accredited Temperature Calibration Point |  |  | 132 | 132 | 0
|  |  | Temperature calibration at room temperature (+/-2°C from 23°C) |  |  |  |  | 0 | TRUE
| Sensor Replacement | • | Sensor Replacement Service |  |  | 422 | 422 | 0
| Define Details for the Calibration Certificate |  | Company Name, Address and Calibration Interval for Certificate |  |  |  |  | 0 | TRUE
|  |  | Standard Calibration |  |  |  |  | 0
| Humidity Calibration at Room Temperature | • | Humidity Calibration at Room Temperature |  |  | 516 | 516 | 0 | TRUE
| Temperature Calibration at Room Temperature |  | Temperature calibration at room temperature (+/-2°C from 23°C) |  |  |  |  | 0 | TRUE
| Sensor Replacement | • | Sensor Replacement Service |  |  | 422 | 422 | 0
| Define Details for the Calibration Certificate |  | Company Name, Address and Calibration Interval for Certificate |  |  |  |  | 0 | TRUE
|  |  | Custom Calibration |  |  |  |  | 0
| Humidity Calibration at Room Temperature | • | Additional Humidity Calibration Point at Room Temperature |  |  | 108 | 108 | 0
|  | • | Humidity Calibration at Room Temperature |  |  | 516 | 516 | 0 | TRUE
| Temperature Calibration |  | Temperature calibration at room temperature (+/-2°C from 23°C) |  |  |  |  | 0 | TRUE
|  | • | Additional Temperature Calibration Point |  |  | 132 | 132 | 0
| Additional Humidity Calibration at Selected Temperature | • | Additional Humidity Calibration Point at Selected Temperature |  |  | 132 | 132 | 0
|  | • | Humidity Calibration at Selected Temperature |  |  | 690 | 690 | 0
| Sensor Replacement | • | Sensor Replacement Service |  |  | 422 | 422 | 0
| Define Details for the Calibration Certificate |  | Company Name, Address and Calibration Interval for Certificate |  |  |  |  | 0 | TRUE
x | Repair and Calibration - Repair | • | Repair Service for Indigo Probe |  |  | 1058 | 1058 | 0
x | Repair and Calibration - Calibration |  | Accredited Calibration |  |  |  |  | 0
| Accredited Humidity Calibration at Room Temperature | • | Accredited Humidity Calibration at Room Temperature |  |  | 724 | 724 | 0 | TRUE
|  | • | Additional Accredited Humidity Calibration Point |  |  | 132 | 132 | 0
| Accredited Temperature Calibration | • | Additional Accredited Temperature Calibration Point |  |  | 132 | 132 | 0
|  |  | Temperature calibration at room temperature (+/-2°C from 23°C) |  |  |  |  | 0 | TRUE
| Define Details for the Calibration Certificate |  | Company Name, Address and Calibration Interval for Certificate |  |  |  |  | 0 | TRUE
|  |  | Standard Calibration |  |  |  |  | 0
| Humidity Calibration at Room Temperature | • | Humidity Calibration at Room Temperature |  |  | 516 | 516 | 0 | TRUE
| Temperature Calibration at Room Temperature |  | Temperature calibration at room temperature (+/-2°C from 23°C) |  |  |  |  | 0 | TRUE
| Define Details for the Calibration Certificate |  | Company Name, Address and Calibration Interval for Certificate |  |  |  |  | 0 | TRUE
|  |  | Custom Calibration |  |  |  |  | 0
| Humidity Calibration at Room Temperature | • | Additional Humidity Calibration Point at Room Temperature |  |  | 108 | 108 | 0
|  | • | Humidity Calibration at Room Temperature |  |  | 516 | 516 | 0 | TRUE
| Temperature Calibration |  | Temperature calibration at room temperature (+/-2°C from 23°C) |  |  |  |  | 0 | TRUE
|  | • | Additional Temperature Calibration Point |  |  | 132 | 132 | 0
| Additional Humidity Calibration at Selected Temperature | • | Additional Humidity Calibration Point at Selected Temperature |  |  | 132 | 132 | 0
|  | • | Humidity Calibration at Selected Temperature |  |  | 690 | 690 | 0
| Define Details for the Calibration Certificate |  | Company Name, Address and Calibration Interval for Certificate |  |  |  |  | 0 | TRUE
[6 empty] | 3512 | 3512 | 0
Note: |  | Selections in bold are included in the prices of the basic versions.
| • | Selections in italic are available at an extra price.
Links:

## HMP4SERVICES
[8 empty] | Select grey column and press delete to clear selections => |  |  | TRUE
TRUE
|  |  | Price valid from: 2025-04-23 |  | Back to Index | [5 empty] | TRUE
HMP4SERVICES
Services for HMP4 | [6 empty] | 0%
|  |  |  | Sparepart | Valid Configuration | List Price (CAD) | Discounted
| Services for HMP4 |  |  |  | HMP4SERVICES | 0 | 0 | Status | Selected | 0 | 0 | TRUE | 0 | TRUE | 0 | TRUE | 0 | TRUE | TRUE | 0 | TRUE | 0 | 0 | TRUE | TRUE | 0 | 0 | 0 | 0 | TRUE | 0 | 0 | TRUE | 0 | 0 | TRUE | TRUE | 0 | TRUE | TRUE | TRUE | 0 | 0 | TRUE | TRUE | 0 | 0 | 0 | TRUE
→ Expand | Calibration |  | Accredited Calibration |  |  |  |  | 0
| Accredited Humidity Calibration at Room Temperature | • | Additional Accredited Humidity Calibration Point |  |  | 132 | 132 | 0
|  | • | Accredited Humidity Calibration at Room Temperature |  |  | 724 | 724 | 0 | TRUE
| Accredited Temperature Calibration | • | Additional Accredited Temperature Calibration Point |  |  | 132 | 132 | 0
|  |  | Temperature calibration at room temperature (+/-2°C from 23°C) |  |  |  |  | 0 | TRUE
| Sensor Replacement | • | Sensor Replacement Service |  |  | 422 | 422 | 0
| Define Details for the Calibration Certificate |  | Company Name, Address and Calibration Interval for Certificate |  |  |  |  | 0 | TRUE
|  |  | Standard Calibration |  |  |  |  | 0
| Humidity Calibration at Room Temperature | • | Humidity Calibration at Room Temperature |  |  | 516 | 516 | 0 | TRUE
| Temperature Calibration at Room Temperature |  | Temperature calibration at room temperature (+/-2°C from 23°C) |  |  |  |  | 0 | TRUE
| Sensor Replacement | • | Sensor Replacement Service |  |  | 422 | 422 | 0
| Define Details for the Calibration Certificate |  | Company Name, Address and Calibration Interval for Certificate |  |  |  |  | 0 | TRUE
|  |  | Custom Calibration |  |  |  |  | 0
| Humidity Calibration at Room Temperature | • | Additional Humidity Calibration Point at Room Temperature |  |  | 108 | 108 | 0
|  | • | Humidity Calibration at Room Temperature |  |  | 516 | 516 | 0 | TRUE
| Temperature Calibration |  | Temperature calibration at room temperature (+/-2°C from 23°C) |  |  |  |  | 0 | TRUE
|  | • | Additional Temperature Calibration Point |  |  | 132 | 132 | 0
| Additional Humidity Calibration at Selected Temperature | • | Additional Humidity Calibration Point at Selected Temperature |  |  | 132 | 132 | 0
|  | • | Humidity Calibration at Selected Temperature |  |  | 690 | 690 | 0
| Sensor Replacement | • | Sensor Replacement Service |  |  | 422 | 422 | 0
| Define Details for the Calibration Certificate |  | Company Name, Address and Calibration Interval for Certificate |  |  |  |  | 0 | TRUE
x | Repair and Calibration - Repair | • | Repair Service for Indigo Probe |  |  | 1482 | 1482 | 0
x | Repair and Calibration - Calibration |  | Accredited Calibration |  |  |  |  | 0
| Accredited Humidity Calibration at Room Temperature | • | Accredited Humidity Calibration at Room Temperature |  |  | 724 | 724 | 0 | TRUE
|  | • | Additional Accredited Humidity Calibration Point |  |  | 132 | 132 | 0
| Accredited Temperature Calibration | • | Additional Accredited Temperature Calibration Point |  |  | 132 | 132 | 0
|  |  | Temperature calibration at room temperature (+/-2°C from 23°C) |  |  |  |  | 0 | TRUE
| Define Details for the Calibration Certificate |  | Company Name, Address and Calibration Interval for Certificate |  |  |  |  | 0 | TRUE
|  |  | Standard Calibration |  |  |  |  | 0
| Humidity Calibration at Room Temperature | • | Humidity Calibration at Room Temperature |  |  | 516 | 516 | 0 | TRUE
| Temperature Calibration at Room Temperature |  | Temperature calibration at room temperature (+/-2°C from 23°C) |  |  |  |  | 0 | TRUE
| Define Details for the Calibration Certificate |  | Company Name, Address and Calibration Interval for Certificate |  |  |  |  | 0 | TRUE
|  |  | Custom Calibration |  |  |  |  | 0
| Humidity Calibration at Room Temperature | • | Additional Humidity Calibration Point at Room Temperature |  |  | 108 | 108 | 0
|  | • | Humidity Calibration at Room Temperature |  |  | 516 | 516 | 0 | TRUE
| Temperature Calibration |  | Temperature calibration at room temperature (+/-2°C from 23°C) |  |  |  |  | 0 | TRUE
|  | • | Additional Temperature Calibration Point |  |  | 132 | 132 | 0
| Additional Humidity Calibration at Selected Temperature | • | Additional Humidity Calibration Point at Selected Temperature |  |  | 132 | 132 | 0
|  | • | Humidity Calibration at Selected Temperature |  |  | 690 | 690 | 0
| Define Details for the Calibration Certificate |  | Company Name, Address and Calibration Interval for Certificate |  |  |  |  | 0 | TRUE
[6 empty] | 3512 | 3512 | 0
Note: |  | Selections in bold are included in the prices of the basic versions.
| • | Selections in italic are available at an extra price.
Links:

## HMP3SERVICES
[8 empty] | Select grey column and press delete to clear selections => |  |  | TRUE
TRUE
|  |  | Price valid from: 2025-04-23 |  | Back to Index | [5 empty] | TRUE
HMP3SERVICES
Services for HMP3 | [6 empty] | 0%
|  |  |  | Sparepart | Valid Configuration | List Price (CAD) | Discounted
| Services for HMP3 |  |  |  | HMP3SERVICES | 0 | 0 | Status | Selected | 0 | TRUE | 0 | 0 | TRUE | 0 | TRUE | 0 | TRUE | TRUE | 0 | TRUE | 0 | 0 | TRUE | TRUE | 0 | 0 | 0 | 0 | TRUE | 0 | 0 | TRUE | 0 | 0 | TRUE | TRUE | 0 | TRUE | TRUE | TRUE | 0 | 0 | TRUE | TRUE | 0 | 0 | 0 | TRUE
→ Expand | Calibration |  | Accredited Calibration |  |  |  |  | 0
| Accredited Humidity Calibration at Room Temperature | • | Accredited Humidity Calibration at Room Temperature |  |  | 724 | 724 | 0 | TRUE
|  | • | Additional Accredited Humidity Calibration Point |  |  | 132 | 132 | 0
| Accredited Temperature Calibration | • | Additional Accredited Temperature Calibration Point |  |  | 132 | 132 | 0
|  |  | Temperature calibration at room temperature (+/-2°C from 23°C) |  |  |  |  | 0 | TRUE
| Sensor Replacement | • | Sensor Replacement Service |  |  | 422 | 422 | 0
| Define Details for the Calibration Certificate |  | Company Name, Address and Calibration Interval for Certificate |  |  |  |  | 0 | TRUE
|  |  | Standard Calibration |  |  |  |  | 0
| Humidity Calibration at Room Temperature | • | Humidity Calibration at Room Temperature |  |  | 516 | 516 | 0 | TRUE
| Temperature Calibration at Room Temperature |  | Temperature calibration at room temperature (+/-2°C from 23°C) |  |  |  |  | 0 | TRUE
| Sensor Replacement | • | Sensor Replacement Service |  |  | 422 | 422 | 0
| Define Details for the Calibration Certificate |  | Company Name, Address and Calibration Interval for Certificate |  |  |  |  | 0 | TRUE
|  |  | Custom Calibration |  |  |  |  | 0
| Humidity Calibration at Room Temperature | • | Additional Humidity Calibration Point at Room Temperature |  |  | 108 | 108 | 0
|  | • | Humidity Calibration at Room Temperature |  |  | 516 | 516 | 0 | TRUE
| Temperature Calibration |  | Temperature calibration at room temperature (+/-2°C from 23°C) |  |  |  |  | 0 | TRUE
|  | • | Additional Temperature Calibration Point |  |  | 132 | 132 | 0
| Additional Humidity Calibration at Selected Temperature | • | Additional Humidity Calibration Point at Selected Temperature |  |  | 132 | 132 | 0
|  | • | Humidity Calibration at Selected Temperature |  |  | 690 | 690 | 0
| Sensor Replacement | • | Sensor Replacement Service |  |  | 422 | 422 | 0
| Define Details for the Calibration Certificate |  | Company Name, Address and Calibration Interval for Certificate |  |  |  |  | 0 | TRUE
x | Repair and Calibration - Repair | • | Repair Service for Indigo Probe |  |  | 1058 | 1058 | 0
x | Repair and Calibration - Calibration |  | Accredited Calibration |  |  |  |  | 0
| Accredited Humidity Calibration at Room Temperature | • | Accredited Humidity Calibration at Room Temperature |  |  | 724 | 724 | 0 | TRUE
|  | • | Additional Accredited Humidity Calibration Point |  |  | 132 | 132 | 0
| Accredited Temperature Calibration | • | Additional Accredited Temperature Calibration Point |  |  | 132 | 132 | 0
|  |  | Temperature calibration at room temperature (+/-2°C from 23°C) |  |  |  |  | 0 | TRUE
| Define Details for the Calibration Certificate |  | Company Name, Address and Calibration Interval for Certificate |  |  |  |  | 0 | TRUE
|  |  | Standard Calibration |  |  |  |  | 0
| Humidity Calibration at Room Temperature | • | Humidity Calibration at Room Temperature |  |  | 516 | 516 | 0 | TRUE
| Temperature Calibration at Room Temperature |  | Temperature calibration at room temperature (+/-2°C from 23°C) |  |  |  |  | 0 | TRUE
| Define Details for the Calibration Certificate |  | Company Name, Address and Calibration Interval for Certificate |  |  |  |  | 0 | TRUE
|  |  | Custom Calibration |  |  |  |  | 0
| Humidity Calibration at Room Temperature | • | Additional Humidity Calibration Point at Room Temperature |  |  | 108 | 108 | 0
|  | • | Humidity Calibration at Room Temperature |  |  | 516 | 516 | 0 | TRUE
| Temperature Calibration |  | Temperature calibration at room temperature (+/-2°C from 23°C) |  |  |  |  | 0 | TRUE
|  | • | Additional Temperature Calibration Point |  |  | 132 | 132 | 0
| Additional Humidity Calibration at Selected Temperature | • | Additional Humidity Calibration Point at Selected Temperature |  |  | 132 | 132 | 0
|  | • | Humidity Calibration at Selected Temperature |  |  | 690 | 690 | 0
| Define Details for the Calibration Certificate |  | Company Name, Address and Calibration Interval for Certificate |  |  |  |  | 0 | TRUE
[6 empty] | 3512 | 3512 | 0
Note: |  | Selections in bold are included in the prices of the basic versions.
| • | Selections in italic are available at an extra price.
Links:
Service |  |  |  | item code
Relative Humidity and Temperature Probe for General Purpose |  |  |  | HMP3 |  | 1922 | 1922

## HMP1SERVICES
[8 empty] | Select grey column and press delete to clear selections => |  |  | TRUE
TRUE
|  |  | Price valid from: 2025-04-23 |  | Back to Index | [5 empty] | TRUE
HMP1SERVICES
Services for HMP1 | [6 empty] | 0%
|  |  |  | Sparepart | Valid Configuration | List Price (CAD) | Discounted
| Services for HMP1 |  |  |  | HMP1SERVICES | 0 | 0 | Status | Selected | 0 | TRUE | 0 | 0 | TRUE | TRUE | 0 | TRUE | TRUE | TRUE | 0 | 0 | TRUE | TRUE | 0 | 0 | 0 | TRUE | 0 | 0 | TRUE | 0 | 0 | TRUE | TRUE | 0 | TRUE | TRUE | TRUE | 0 | 0 | TRUE | TRUE | 0 | 0 | 0 | TRUE
x | Calibration |  | Accredited Calibration |  |  |  |  | 0
| Accredited Humidity Calibration at Room Temperature | • | Accredited Humidity Calibration at Room Temperature |  |  | 724 | 724 | 0 | TRUE
|  | • | Additional Accredited Humidity Calibration Point |  |  | 132 | 132 | 0
| Accredited Temperature Calibration | • | Additional Accredited Temperature Calibration Point |  |  | 132 | 132 | 0
|  |  | Temperature calibration at room temperature (+/-2°C from 23°C) |  |  |  |  | 0 | TRUE
| Define Details for the Calibration Certificate |  | Company Name, Address and Calibration Interval for Certificate |  |  |  |  | 0 | TRUE
|  |  | Standard Calibration |  |  |  |  | 0
| Humidity Calibration at Room Temperature | • | Humidity Calibration at Room Temperature |  |  | 516 | 516 | 0 | TRUE
| Temperature Calibration at Room Temperature |  | Temperature calibration at room temperature (+/-2°C from 23°C) |  |  |  |  | 0 | TRUE
| Define Details for the Calibration Certificate |  | Company Name, Address and Calibration Interval for Certificate |  |  |  |  | 0 | TRUE
|  |  | Custom Calibration |  |  |  |  | 0
| Humidity Calibration at Room Temperature | • | Additional Humidity Calibration Point at Room Temperature |  |  | 108 | 108 | 0
|  | • | Humidity Calibration at Room Temperature |  |  | 516 | 516 | 0 | TRUE
| Temperature Calibration |  | Temperature calibration at room temperature (+/-2°C from 23°C) |  |  |  |  | 0 | TRUE
|  | • | Additional Temperature Calibration Point |  |  | 132 | 132 | 0
| Additional Humidity Calibration at Selected Temperature | • | Additional Humidity Calibration Point at Selected Temperature |  |  | 132 | 132 | 0
|  | • | Humidity Calibration at Selected Temperature |  |  | 690 | 690 | 0
| Define Details for the Calibration Certificate |  | Company Name, Address and Calibration Interval for Certificate |  |  |  |  | 0 | TRUE
x | Repair and Calibration - Repair | • | Repair Service for Indigo Probe |  |  | 634 | 634 | 0
x | Repair and Calibration - Calibration |  | Accredited Calibration |  |  |  |  | 0
| Accredited Humidity Calibration at Room Temperature | • | Accredited Humidity Calibration at Room Temperature |  |  | 724 | 724 | 0 | TRUE
|  | • | Additional Accredited Humidity Calibration Point |  |  | 132 | 132 | 0
| Accredited Temperature Calibration | • | Additional Accredited Temperature Calibration Point |  |  | 132 | 132 | 0
|  |  | Temperature calibration at room temperature (+/-2°C from 23°C) |  |  |  |  | 0 | TRUE
| Define Details for the Calibration Certificate |  | Company Name, Address and Calibration Interval for Certificate |  |  |  |  | 0 | TRUE
|  |  | Standard Calibration |  |  |  |  | 0
| Humidity Calibration at Room Temperature | • | Humidity Calibration at Room Temperature |  |  | 516 | 516 | 0 | TRUE
| Temperature Calibration at Room Temperature |  | Temperature calibration at room temperature (+/-2°C from 23°C) |  |  |  |  | 0 | TRUE
| Define Details for the Calibration Certificate |  | Company Name, Address and Calibration Interval for Certificate |  |  |  |  | 0 | TRUE
|  |  | Custom Calibration |  |  |  |  | 0
| Humidity Calibration at Room Temperature | • | Additional Humidity Calibration Point at Room Temperature |  |  | 108 | 108 | 0
|  | • | Humidity Calibration at Room Temperature |  |  | 516 | 516 | 0 | TRUE
| Temperature Calibration |  | Temperature calibration at room temperature (+/-2°C from 23°C) |  |  |  |  | 0 | TRUE
|  | • | Additional Temperature Calibration Point |  |  | 132 | 132 | 0
| Additional Humidity Calibration at Selected Temperature | • | Additional Humidity Calibration Point at Selected Temperature |  |  | 132 | 132 | 0
|  | • | Humidity Calibration at Selected Temperature |  |  | 690 | 690 | 0
| Define Details for the Calibration Certificate |  | Company Name, Address and Calibration Interval for Certificate |  |  |  |  | 0 | TRUE
[6 empty] | 3512 | 3512 | 0
Note: |  | Selections in bold are included in the prices of the basic versions.
| • | Selections in italic are available at an extra price.
Links:
Service |  |  |  | item code
Wall-Mounted Humidity and Temperature Probe |  |  |  | HMP1 |  | 1782 | 1782

## HMP113SERVICES
[8 empty] | Select grey column and press delete to clear selections => |  |  | TRUE
TRUE
|  |  | Price valid from: 2025-04-23 |  | Back to Index | [5 empty] | TRUE
HMP113SERVICES
Services for HMP113 | [6 empty] | 0%
|  |  |  | Sparepart | Valid Configuration | List Price (CAD) | Discounted
| Services for HMP113 |  |  |  | HMP113SERVICES | 0 | 0 | Status | Selected | 0 | TRUE | TRUE | TRUE | 0 | TRUE | 0 | TRUE | 0 | 0 | TRUE | 0 | 0 | TRUE | TRUE | 0 | 0 | 0 | 0 | TRUE | 0 | 0 | 0 | TRUE | TRUE | 0 | 0 | 0 | 0 | TRUE | 0 | TRUE | TRUE | TRUE | 0 | TRUE | 0 | TRUE | 0 | 0 | TRUE
x | Calibration |  | Standard Calibration |  |  |  |  | 0
| Humidity calibration at room temperature | • | Humidity Calibration at Room Temperature |  |  | 516 | 516 | 0 | TRUE
| Temperature Calibration at Room Temperature |  | Temperature calibration at room temperature (+/-2°C from 23°C) |  |  |  |  | 0 | TRUE
| Define Details for the Calibration Certificate |  | Company Name, Address and Calibration Interval for Certificate |  |  |  |  | 0 | TRUE
|  |  | Accredited Calibration |  |  |  |  | 0
| Accredited humidity calibration at room temperature | • | Accredited Humidity Calibration at Room Temperature |  |  | 724 | 724 | 0 | TRUE
|  | • | Additional Accredited Humidity Calibration Point |  |  | 132 | 132 | 0
| Accredited temperature calibration |  | Temperature calibration at room temperature (+/-2°C from 23°C) |  |  |  |  | 0 | TRUE
|  | • | Additional Accredited Temperature Calibration Point |  |  | 132 | 132 | 0
| Analog Output Calibration | • | Scaled Analog Output Readings in the Calibration Certificate |  |  | 236 | 236 | 0
| Define Details for the Calibration Certificate |  | Company Name, Address and Calibration Interval for Certificate |  |  |  |  | 0 | TRUE
|  |  | Custom Calibration |  |  |  |  | 0
| Humidity Calibration at Room Temperature | • | Additional Humidity Calibration Point at Room Temperature |  |  | 108 | 108 | 0
|  | • | Humidity Calibration at Room Temperature |  |  | 516 | 516 | 0 | TRUE
| Temperature Calibration |  | Temperature calibration at room temperature (+/-2°C from 23°C) |  |  |  |  | 0 | TRUE
|  | • | Additional Temperature Calibration Point |  |  | 132 | 132 | 0
| Additional Humidity Calibration at Selected Temperature | • | Additional Humidity Calibration Point at Selected Temperature |  |  | 132 | 132 | 0
|  | • | Humidity Calibration at Selected Temperature |  |  | 690 | 690 | 0
| Analog Output Calibration | • | Scaled Analog Output Readings in the Calibration Certificate |  |  | 236 | 236 | 0
| Define Details for the Calibration Certificate |  | Company Name, Address and Calibration Interval for Certificate |  |  |  |  | 0 | TRUE
x | Repair and Calibration - Repair | • | Repair Service for HMP110 Probe and HMP113 Probes |  |  | 227 | 227 | 0
x | Repair and Calibration - Calibration |  | Custom Calibration |  |  |  |  | 0
| Humidity Calibration at Room Temperature | • | Additional Humidity Calibration Point at Room Temperature |  |  | 108 | 108 | 0
|  | • | Humidity Calibration at Room Temperature |  |  | 516 | 516 | 0 | TRUE
| Temperature Calibration |  | Temperature calibration at room temperature (+/-2°C from 23°C) |  |  |  |  | 0 | TRUE
|  | • | Additional Temperature Calibration Point |  |  | 132 | 132 | 0
| Additional Humidity Calibration at Selected Temperature | • | Additional Humidity Calibration Point at Selected Temperature |  |  | 132 | 132 | 0
|  | • | Humidity Calibration at Selected Temperature |  |  | 690 | 690 | 0
| Analog Output Calibration | • | Scaled Analog Output Readings in the Calibration Certificate |  |  | 236 | 236 | 0
| Define Details for the Calibration Certificate |  | Company Name, Address and Calibration Interval for Certificate |  |  |  |  | 0 | TRUE
|  |  | Standard Calibration |  |  |  |  | 0
| Humidity calibration at room temperature | • | Humidity Calibration at Room Temperature |  |  | 516 | 516 | 0 | TRUE
| Temperature Calibration at Room Temperature |  | Temperature calibration at room temperature (+/-2°C from 23°C) |  |  |  |  | 0 | TRUE
| Define Details for the Calibration Certificate |  | Company Name, Address and Calibration Interval for Certificate |  |  |  |  | 0 | TRUE
|  |  | Accredited Calibration |  |  |  |  | 0
| Accredited humidity calibration at room temperature | • | Accredited Humidity Calibration at Room Temperature |  |  | 724 | 724 | 0 | TRUE
|  | • | Additional Accredited Humidity Calibration Point |  |  | 132 | 132 | 0
| Accredited temperature calibration |  | Temperature calibration at room temperature (+/-2°C from 23°C) |  |  |  |  | 0 | TRUE
|  | • | Additional Accredited Temperature Calibration Point |  |  | 132 | 132 | 0
| Analog Output Calibration | • | Scaled Analog Output Readings in the Calibration Certificate |  |  | 236 | 236 | 0
| Define Details for the Calibration Certificate |  | Company Name, Address and Calibration Interval for Certificate |  |  |  |  | 0 | TRUE
[6 empty] | 3512 | 3512 | 0
Note: |  | Selections in bold are included in the prices of the basic versions.
| • | Selections in italic are available at an extra price.
Links:
Service |  |  |  | item code
Handheld Humidity and Temperature Meter Standard Probe |  |  |  | HM41 |  | 855 | 855
Handheld Humidity and Temperature Meter Remote Probe with Handle |  |  |  | HM45 |  | 1042 | 1042

## HMP110SERVICES
[8 empty] | Select grey column and press delete to clear selections => |  |  | TRUE
TRUE
|  |  | Price valid from: 2025-04-23 |  | Back to Index | [5 empty] | TRUE
HMP110SERVICES
Services for HMP110 | [6 empty] | 0%
|  |  |  | Sparepart | Valid Configuration | List Price (CAD) | Discounted
| Services for HMP110 |  |  |  | HMP110SERVICES | 0 | 0 | Status | Selected | 0 | 0 | TRUE | TRUE | 0 | 0 | 0 | 0 | TRUE | 0 | TRUE | 0 | TRUE | 0 | 0 | TRUE | 0 | TRUE | TRUE | 0 | TRUE | TRUE | TRUE | 0 | 0 | 0 | TRUE | TRUE | 0 | 0 | 0 | 0 | TRUE | 0 | TRUE | TRUE | TRUE | 0 | TRUE | 0 | TRUE | 0 | 0 | TRUE | 0 | TRUE | TRUE
→ Expand | Calibration |  | Custom Calibration |  |  |  |  | 0
| Humidity Calibration at Room Temperature | • | Additional Humidity Calibration Point at Room Temperature |  |  | 108 | 108 | 0
|  | • | Humidity Calibration at Room Temperature |  |  | 516 | 516 | 0 | TRUE
| Temperature Calibration |  | Temperature calibration at room temperature (+/-2°C from 23°C) |  |  |  |  | 0 | TRUE
|  | • | Additional Temperature Calibration Point |  |  | 132 | 132 | 0
| Additional Humidity Calibration at Selected Temperature | • | Additional Humidity Calibration Point at Selected Temperature |  |  | 132 | 132 | 0
|  | • | Humidity Calibration at Selected Temperature |  |  | 690 | 690 | 0
| Analog Output Calibration | • | Scaled Analog Output Readings in the Calibration Certificate |  |  | 236 | 236 | 0
| Define Details for the Calibration Certificate |  | Company Name, Address and Calibration Interval for Certificate |  |  |  |  | 0 | TRUE
|  |  | Accredited Calibration |  |  |  |  | 0
| Accredited humidity calibration at room temperature | • | Accredited Humidity Calibration at Room Temperature |  |  | 724 | 724 | 0 | TRUE
|  | • | Additional Accredited Humidity Calibration Point |  |  | 132 | 132 | 0
| Accredited temperature calibration |  | Temperature calibration at room temperature (+/-2°C from 23°C) |  |  |  |  | 0 | TRUE
|  | • | Additional Accredited Temperature Calibration Point |  |  | 132 | 132 | 0
| Analog Output Calibration | • | Scaled Analog Output Readings in the Calibration Certificate |  |  | 236 | 236 | 0
| Define Details for the Calibration Certificate |  | Company Name, Address and Calibration Interval for Certificate |  |  |  |  | 0 | TRUE
|  |  | Standard Calibration Extended |  |  |  |  | 0
| Humidity and temperature calibration | • | 3 Point Humidity and 3 Point Temperature Calibration |  |  | 677 | 677 | 0 | TRUE
| Define Details for the Calibration Certificate |  | Company Name, Address and Calibration Interval for Certificate |  |  |  |  | 0 | TRUE
|  |  | Standard Calibration |  |  |  |  | 0
| Humidity calibration at room temperature | • | Humidity Calibration at Room Temperature |  |  | 516 | 516 | 0 | TRUE
| Temperature Calibration at Room Temperature |  | Temperature calibration at room temperature (+/-2°C from 23°C) |  |  |  |  | 0 | TRUE
| Define Details for the Calibration Certificate |  | Company Name, Address and Calibration Interval for Certificate |  |  |  |  | 0 | TRUE
x | Repair and Calibration - Repair | • | Repair Service for HMP110 Probe and HMP113 Probes |  |  | 227 | 227 | 0
→ Expand | Repair and Calibration - Calibration |  | Custom Calibration |  |  |  |  | 0
| Humidity Calibration at Room Temperature | • | Additional Humidity Calibration Point at Room Temperature |  |  | 108 | 108 | 0
|  | • | Humidity Calibration at Room Temperature |  |  | 516 | 516 | 0 | TRUE
| Temperature Calibration |  | Temperature calibration at room temperature (+/-2°C from 23°C) |  |  |  |  | 0 | TRUE
|  | • | Additional Temperature Calibration Point |  |  | 132 | 132 | 0
| Additional Humidity Calibration at Selected Temperature | • | Additional Humidity Calibration Point at Selected Temperature |  |  | 132 | 132 | 0
|  | • | Humidity Calibration at Selected Temperature |  |  | 690 | 690 | 0
| Analog Output Calibration | • | Scaled Analog Output Readings in the Calibration Certificate |  |  | 236 | 236 | 0
| Define Details for the Calibration Certificate |  | Company Name, Address and Calibration Interval for Certificate |  |  |  |  | 0 | TRUE
|  |  | Standard Calibration |  |  |  |  | 0
| Humidity calibration at room temperature | • | Humidity Calibration at Room Temperature |  |  | 516 | 516 | 0 | TRUE
| Temperature Calibration at Room Temperature |  | Temperature calibration at room temperature (+/-2°C from 23°C) |  |  |  |  | 0 | TRUE
| Define Details for the Calibration Certificate |  | Company Name, Address and Calibration Interval for Certificate |  |  |  |  | 0 | TRUE
|  |  | Accredited Calibration |  |  |  |  | 0
| Accredited humidity calibration at room temperature | • | Accredited Humidity Calibration at Room Temperature |  |  | 724 | 724 | 0 | TRUE
|  | • | Additional Accredited Humidity Calibration Point |  |  | 132 | 132 | 0
| Accredited temperature calibration |  | Temperature calibration at room temperature (+/-2°C from 23°C) |  |  |  |  | 0 | TRUE
|  | • | Additional Accredited Temperature Calibration Point |  |  | 132 | 132 | 0
| Analog Output Calibration | • | Scaled Analog Output Readings in the Calibration Certificate |  |  | 236 | 236 | 0
| Define Details for the Calibration Certificate |  | Company Name, Address and Calibration Interval for Certificate |  |  |  |  | 0 | TRUE
|  |  | Standard Calibration Extended |  |  |  |  | 0
| Humidity and temperature calibration | • | 3 Point Humidity and 3 Point Temperature Calibration |  |  | 677 | 677 | 0 | TRUE
| Define Details for the Calibration Certificate |  | Company Name, Address and Calibration Interval for Certificate |  |  |  |  | 0 | TRUE
[6 empty] | 4866 | 4866 | 0
Note: |  | Selections in bold are included in the prices of the basic versions.
| • | Selections in italic are available at an extra price.
Links:

## HMD60SERVICES
[8 empty] | Select grey column and press delete to clear selections => |  |  | TRUE
TRUE
|  |  | Price valid from: 2025-04-23 |  | Back to Index | [5 empty] | TRUE
HMD60SERVICES
Services for HMD60 | [6 empty] | 0%
|  |  |  | Sparepart | Valid Configuration | List Price (CAD) | Discounted
| Services for HMD60 |  |  |  | HMD60SERVICES | 0 | 0 | Status | Selected | 0 | TRUE | TRUE | TRUE | 0 | TRUE | 0 | TRUE | 0 | TRUE | 0 | 0 | TRUE | TRUE | 0 | 0 | 0 | TRUE
x | Calibration |  | Standard Calibration |  |  |  |  | 0
| Humidity Calibration at Room Temperature | • | Humidity Calibration at Room Temperature |  |  | 516 | 516 | 0 | TRUE
| Temperature Calibration at Room Temperature |  | Temperature calibration at room temperature (+/-2°C from 23°C) |  |  |  |  | 0 | TRUE
| Define Details for the Calibration Certificate |  | Company Name, Address and Calibration Interval for Certificate |  |  |  |  | 0 | TRUE
|  |  | Accredited Calibration |  |  |  |  | 0
| Accredited Humidity Calibration at Room Temperature | • | Accredited Humidity Calibration at Room Temperature |  |  | 724 | 724 | 0 | TRUE
|  | • | Additional Accredited Humidity Calibration Point |  |  | 132 | 132 | 0
| Accredited Temperature Calibration |  | Temperature calibration at room temperature (+/-2°C from 23°C) |  |  |  |  | 0 | TRUE
|  | • | Additional Accredited Temperature Calibration Point |  |  | 132 | 132 | 0
| Define Details for the Calibration Certificate |  | Company Name, Address and Calibration Interval for Certificate |  |  |  |  | 0 | TRUE
|  |  | Custom Calibration |  |  |  |  | 0
| Humidity Calibration at Room Temperature | • | Additional Humidity Calibration Point at Room Temperature |  |  | 108 | 108 | 0
|  | • | Humidity Calibration at Room Temperature |  |  | 516 | 516 | 0 | TRUE
| Temperature Calibration |  | Temperature calibration at room temperature (+/-2°C from 23°C) |  |  |  |  | 0 | TRUE
|  | • | Additional Temperature Calibration Point |  |  | 132 | 132 | 0
| Additional Humidity Calibration at Selected Temperature | • | Humidity Calibration at Selected Temperature |  |  | 690 | 690 | 0
|  | • | Additional Humidity Calibration Point at Selected Temperature |  |  | 132 | 132 | 0
| Define Details for the Calibration Certificate |  | Company Name, Address and Calibration Interval for Certificate |  |  |  |  | 0 | TRUE
[6 empty] | 1756 | 1756 | 0
Note: |  | Selections in bold are included in the prices of the basic versions.
| • | Selections in italic are available at an extra price.
Links:

## HMD110SERVICES
[8 empty] | Select grey column and press delete to clear selections => |  |  | TRUE
TRUE
|  |  | Price valid from: 2025-04-23 |  | Back to Index | [5 empty] | TRUE
HMD110SERVICES
Services for HMD110 | [6 empty] | 0%
|  |  |  | Sparepart | Valid Configuration | List Price (CAD) | Discounted
| Services for HMD110 |  |  |  | HMD110SERVICES | 0 | 0 | Status | Selected | 0 | TRUE | TRUE | TRUE | 0 | TRUE | 0 | TRUE | 0 | TRUE
x | Calibration |  | Standard Calibration |  |  |  |  | 0
| Humidity calibration at room temperature | • | Humidity Calibration at Room Temperature |  |  | 516 | 516 | 0 | TRUE
| Temperature Calibration at Room Temperature |  | Temperature calibration at room temperature (+/-2°C from 23°C) |  |  |  |  | 0 | TRUE
| Define Details for the Calibration Certificate |  | Company Name, Address and Calibration Interval for Certificate |  |  |  |  | 0 | TRUE
|  |  | Accredited Calibration |  |  |  |  | 0
| Accredited humidity calibration at room temperature | • | Accredited Humidity Calibration at Room Temperature |  |  | 724 | 724 | 0 | TRUE
|  | • | Additional Accredited Humidity Calibration Point |  |  | 132 | 132 | 0
| Accredited temperature calibration |  | Temperature calibration at room temperature (+/-2°C from 23°C) |  |  |  |  | 0 | TRUE
|  | • | Additional Accredited Temperature Calibration Point |  |  | 132 | 132 | 0
| Define Details for the Calibration Certificate |  | Company Name, Address and Calibration Interval for Certificate |  |  |  |  | 0 | TRUE
[6 empty] | 1240 | 1240 | 0
Note: |  | Selections in bold are included in the prices of the basic versions.
| • | Selections in italic are available at an extra price.
Links:

## GMP343SERVICES
[8 empty] | Select grey column and press delete to clear selections => |  |  | TRUE
TRUE
|  |  | Price valid from: 2025-04-23 |  | Back to Index | [5 empty] | TRUE
GMP343SERVICES
Services for GMP343 | [6 empty] | 0%
|  |  |  | Sparepart | Valid Configuration | List Price (CAD) | Discounted
| Services for GMP343 |  |  |  | GMP343SERVICES | 0 | 0 | Status | Selected | 0 | TRUE | TRUE | 0 | 0 | TRUE | TRUE
x | Calibration |  | Standard Calibration |  |  |  |  | 0
| Carbon dioxide calibration | • | Carbon Dioxide Calibration for GMP343 Probe |  |  | 984 | 984 | 0 | TRUE
| Define Details for the Calibration Certificate |  | Company Name, Address and Calibration Interval for Certificate |  |  |  |  | 0 | TRUE
x | Repair and Calibration - Repair | • | Repair Service for GMP343 Probe |  |  | 588 | 588 | 0
x | Repair and Calibration - Calibration |  | Standard Calibration |  |  |  |  | 0
| Carbon dioxide calibration | • | Carbon Dioxide Calibration for GMP343 Probe |  |  | 984 | 984 | 0 | TRUE
| Define Details for the Calibration Certificate |  | Company Name, Address and Calibration Interval for Certificate |  |  |  |  | 0 | TRUE
[6 empty] | 1968 | 1968 | 0
Note: |  | Selections in bold are included in the prices of the basic versions.
| • | Selections in italic are available at an extra price.
Links:

## GMP252SERVICES
[8 empty] | Select grey column and press delete to clear selections => |  |  | TRUE
TRUE
|  |  | Price valid from: 2025-04-23 |  | Back to Index | [5 empty] | TRUE
GMP252SERVICES
Services for GMP252 | [6 empty] | 0%
|  |  |  | Sparepart | Valid Configuration | List Price (CAD) | Discounted
| Services for GMP252 |  |  |  | GMP252SERVICES | 0 | 0 | Status | Selected | 0 | TRUE | 0 | TRUE | 0 | TRUE | TRUE | 0 | TRUE | 0 | TRUE
x | Calibration |  | Accredited Calibration |  |  |  |  | 0
| Accredited carbon dioxide calibration | • | Accredited Carbon Dioxide Calibration |  |  | 758 | 758 | 0 | TRUE
|  | • | Carbon Dioxide Accredited Calibration, Additional Point |  |  | 207 | 207 | 0
| Define Details for the Calibration Certificate |  | Company Name, Address and Calibration Interval for Certificate |  |  |  |  | 0 | TRUE
|  |  | Standard Calibration |  |  |  |  | 0
| Carbon dioxide calibration | • | Carbon Dioxide Calibration |  |  | 482 | 482 | 0 | TRUE
| Define Details for the Calibration Certificate |  | Company Name, Address and Calibration Interval for Certificate |  |  |  |  | 0 | TRUE
|  |  | Custom Calibration |  |  |  |  | 0
| Carbon dioxide calibration | • | Carbon Dioxide Calibration |  |  | 482 | 482 | 0 | TRUE
|  | • | Additional Carbon Dioxide Calibration Point |  |  | 164 | 164 | 0
| Define Details for the Calibration Certificate |  | Company Name, Address and Calibration Interval for Certificate |  |  |  |  | 0 | TRUE
[6 empty] | 1722 | 1722 | 0
Note: |  | Selections in bold are included in the prices of the basic versions.
| • | Selections in italic are available at an extra price.
Links:
Service |  |  |  | item code
CO2 Probe for ppm Measurements |  |  |  | GMP252

## GMP251SERVICES
[8 empty] | Select grey column and press delete to clear selections => |  |  | TRUE
TRUE
|  |  | Price valid from: 2025-04-23 |  | Back to Index | [5 empty] | TRUE
GMP251SERVICES
Services for GMP251 | [6 empty] | 0%
|  |  |  | Sparepart | Valid Configuration | List Price (CAD) | Discounted
| Services for GMP251 |  |  |  | GMP251SERVICES | 0 | 0 | Status | Selected | 0 | TRUE | TRUE | 0 | TRUE | 0 | TRUE | 0 | TRUE | 0 | TRUE
x | Calibration |  | Standard Calibration |  |  |  |  | 0
| Carbon dioxide calibration | • | Carbon Dioxide Calibration |  |  | 482 | 482 | 0 | TRUE
| Define Details for the Calibration Certificate |  | Company Name, Address and Calibration Interval for Certificate |  |  |  |  | 0 | TRUE
|  |  | Accredited Calibration |  |  |  |  | 0
| Accredited carbon dioxide calibration | • | Accredited Carbon Dioxide Calibration |  |  | 758 | 758 | 0 | TRUE
| Additional Accredited Carbon Dioxide Calibration | • | Carbon Dioxide Accredited Calibration, Additional Point |  |  | 207 | 207 | 0
| Define Details for the Calibration Certificate |  | Company Name, Address and Calibration Interval for Certificate |  |  |  |  | 0 | TRUE
|  |  | Custom Calibration |  |  |  |  | 0
| Carbon dioxide calibration | • | Carbon Dioxide Calibration |  |  | 482 | 482 | 0 | TRUE
| Additional Carbon Dioxide Calibration | • | Carbon Dioxide Calibration, 3 Points |  |  | 164 | 164 | 0
| Define Details for the Calibration Certificate |  | Company Name, Address and Calibration Interval for Certificate |  |  |  |  | 0 | TRUE
[6 empty] | 1722 | 1722 | 0
Note: |  | Selections in bold are included in the prices of the basic versions.
| • | Selections in italic are available at an extra price.
Links:

## DPT146SERVICES
[8 empty] | Select grey column and press delete to clear selections => |  |  | TRUE
TRUE
|  |  | Price valid from: 2025-04-23 |  | Back to Index | [5 empty] | TRUE
DPT146SERVICES
Services for DPT146 | [6 empty] | 0%
|  |  |  | Sparepart | Valid Configuration | List Price (CAD) | Discounted
| Services for DPT146 |  |  |  | DPT146SERVICES | 0 | 0 | Status | Selected | 0 | TRUE | 0 | TRUE | 0 | TRUE | TRUE
x | Calibration |  | Accredited Calibration |  |  |  |  | 0
| Accredited dew point, pressure and temperature calibration | • | Accredited Dew Point and Pressure Calibration for DPT146 |  |  | 1614 | 1614 | 0 | TRUE
| Analog Output Calibration | • | Scaled Analog Output Readings in the Calibration Certificate |  |  | 236 | 236 | 0
| Define Details for the Calibration Certificate |  | Company Name, Address and Calibration Interval for Certificate |  |  |  |  | 0 | TRUE
|  |  | Standard Calibration |  |  |  |  | 0
| Dew point, pressure and temperature calibration | • | Dew Point and Pressure Calibration for DPT145/146 |  |  | 1288 | 1288 | 0 | TRUE
| Define Details for the Calibration Certificate |  | Company Name, Address and Calibration Interval for Certificate |  |  |  |  | 0 | TRUE
[6 empty] | 2902 | 2902 | 0
Note: |  | Selections in bold are included in the prices of the basic versions.
| • | Selections in italic are available at an extra price.
Links:

## DMT152SERVICES
[8 empty] | Select grey column and press delete to clear selections => |  |  | TRUE
TRUE
|  |  | Price valid from: 2025-04-23 |  | Back to Index | [5 empty] | TRUE
DMT152SERVICES
Services for DMT152 | [6 empty] | 0%
|  |  |  | Sparepart | Valid Configuration | List Price (CAD) | Discounted
| Services for DMT152 |  |  |  | DMT152SERVICES | 0 | 0 | Status | Selected | 0 | TRUE | TRUE | 0 | TRUE | 0 | 0 | TRUE | 0 | TRUE | 0 | 0 | TRUE | 0 | 0 | TRUE | TRUE | 0 | TRUE | 0 | 0 | TRUE | 0 | TRUE | 0 | 0 | TRUE
x | Calibration |  | Standard Calibration |  |  |  |  | 0
| Dew point calibration | • | Dew Point Calibration |  |  | 984 | 984 | 0 | TRUE
| Define Details for the Calibration Certificate |  | Company Name, Address and Calibration Interval for Certificate |  |  |  |  | 0 | TRUE
|  |  | Custom Calibration |  |  |  |  | 0
| Dew point calibration | • | Dew Point Calibration |  |  | 984 | 984 | 0 | TRUE
|  | • | Additional Dew Point Calibration Point for DMT152 |  |  | 166 | 166 | 0
| Analog output calibration | • | Scaled Analog Output Readings in the Calibration Certificate |  |  | 236 | 236 | 0
| Define Details for the Calibration Certificate |  | Company Name, Address and Calibration Interval for Certificate |  |  |  |  | 0 | TRUE
|  |  | Accredited Calibration |  |  |  |  | 0
| Accredited dew point calibration | • | Accredited Dew Point Calibration |  |  | 1157 | 1157 | 0 | TRUE
|  | • | Additional Accredited Dew Point Calibration Point |  |  | 178 | 178 | 0
| Analog output calibration | • | Scaled Analog Output Readings in the Calibration Certificate |  |  | 236 | 236 | 0
| Define Details for the Calibration Certificate |  | Company Name, Address and Calibration Interval for Certificate |  |  |  |  | 0 | TRUE
x | Repair and Calibration - Repair | • | Repair Service for DMT152 Transmitter |  |  | 469 | 469 | 0
x | Repair and Calibration - Calibration |  | Standard Calibration |  |  |  |  | 0
| Dew point calibration | • | Dew Point Calibration |  |  | 984 | 984 | 0 | TRUE
| Define Details for the Calibration Certificate |  | Company Name, Address and Calibration Interval for Certificate |  |  |  |  | 0 | TRUE
|  |  | Custom Calibration |  |  |  |  | 0
| Dew point calibration | • | Dew Point Calibration |  |  | 984 | 984 | 0 | TRUE
|  | • | Additional Dew Point Calibration Point for DMT152 |  |  | 166 | 166 | 0
| Analog output calibration | • | Scaled Analog Output Readings in the Calibration Certificate |  |  | 236 | 236 | 0
| Define Details for the Calibration Certificate |  | Company Name, Address and Calibration Interval for Certificate |  |  |  |  | 0 | TRUE
|  |  | Accredited Calibration |  |  |  |  | 0
| Accredited dew point calibration | • | Accredited Dew Point Calibration |  |  | 1157 | 1157 | 0 | TRUE
|  | • | Additional Accredited Dew Point Calibration Point |  |  | 178 | 178 | 0
| Analog output calibration | • | Scaled Analog Output Readings in the Calibration Certificate |  |  | 236 | 236 | 0
| Define Details for the Calibration Certificate |  | Company Name, Address and Calibration Interval for Certificate |  |  |  |  | 0 | TRUE
[6 empty] | 6250 | 6250 | 0
Note: |  | Selections in bold are included in the prices of the basic versions.
| • | Selections in italic are available at an extra price.
Links:

## DMT143SERVICES
[8 empty] | Select grey column and press delete to clear selections => |  |  | TRUE
TRUE
|  |  | Price valid from: 2025-04-23 |  | Back to Index | [5 empty] | TRUE
DMT143SERVICES
Services for DMT143 | [6 empty] | 0%
|  |  |  | Sparepart | Valid Configuration | List Price (CAD) | Discounted
| Services for DMT143 |  |  |  | DMT143SERVICES | 0 | 0 | Status | Selected | 0 | TRUE | TRUE | 0 | 0 | TRUE | 0 | TRUE | 0 | TRUE | 0 | 0 | TRUE
x | Calibration |  | Standard Calibration |  |  |  |  | 0
| Dew point calibration | • | Dew Point Calibration |  |  | 753 | 753 | 0 | TRUE
| Define Details for the Calibration Certificate |  | Company Name, Address and Calibration Interval for Certificate |  |  |  |  | 0 | TRUE
|  |  | Accredited Calibration |  |  |  |  | 0
| Accredited dew point calibration | • | Additional Accredited Dew Point Calibration Point |  |  | 178 | 178 | 0
|  | • | Accredited Dew Point Calibration |  |  | 837 | 837 | 0 | TRUE
| Analog Output Calibration | • | Scaled Analog Output Readings in the Calibration Certificate |  |  | 236 | 236 | 0
| Define Details for the Calibration Certificate |  | Company Name, Address and Calibration Interval for Certificate |  |  |  |  | 0 | TRUE
|  |  | Custom Calibration |  |  |  |  | 0
| Dew point calibration | • | Dew Point Calibration |  |  | 753 | 753 | 0 | TRUE
|  | • | Additional Dew Point Calibration Point |  |  | 142 | 142 | 0
| Analog Output Calibration | • | Scaled Analog Output Readings in the Calibration Certificate |  |  | 236 | 236 | 0
| Define Details for the Calibration Certificate |  | Company Name, Address and Calibration Interval for Certificate |  |  |  |  | 0 | TRUE
[6 empty] | 2343 | 2343 | 0
Note: |  | Selections in bold are included in the prices of the basic versions.
| • | Selections in italic are available at an extra price.
Links:

## DMT143LSERVICES
[8 empty] | Select grey column and press delete to clear selections => |  |  | TRUE
TRUE
|  |  | Price valid from: 2025-04-23 |  | Back to Index | [5 empty] | TRUE
DMT143LSERVICES
Services for DMT143L | [6 empty] | 0%
|  |  |  | Sparepart | Valid Configuration | List Price (CAD) | Discounted
| Services for DMT143L |  |  |  | DMT143LSERVICES | 0 | 0 | Status | Selected | 0 | TRUE | 0 | TRUE | 0 | 0 | TRUE | TRUE | 0 | TRUE | TRUE | 0 | 0 | TRUE | 0 | TRUE | 0 | TRUE | TRUE | 0 | 0 | TRUE | TRUE
x | Calibration |  | Custom Calibration |  |  |  |  | 0
| Dew point calibration | • | Dew Point Calibration |  |  | 753 | 753 | 0 | TRUE
|  | • | Additional Dew Point Calibration Point |  |  | 142 | 142 | 0
| Define Details for the Calibration Certificate |  | Company Name, Address and Calibration Interval for Certificate |  |  |  |  | 0 | TRUE
|  |  | Accredited Calibration |  |  |  |  | 0
| Accredited dew point calibration | • | Additional Accredited Dew Point Calibration Point |  |  | 178 | 178 | 0
|  | • | Accredited Dew Point Calibration |  |  | 837 | 837 | 0 | TRUE
| Define Details for the Calibration Certificate |  | Company Name, Address and Calibration Interval for Certificate |  |  |  |  | 0 | TRUE
|  |  | Standard Calibration |  |  |  |  | 0
| Dew point calibration | • | Dew Point Calibration |  |  | 753 | 753 | 0 | TRUE
| Define Details for the Calibration Certificate |  | Company Name, Address and Calibration Interval for Certificate |  |  |  |  | 0 | TRUE
x | Repair and Calibration - Repair | • | Repair Service for DMT143L Transmitter |  |  | 392 | 392 | 0
x | Repair and Calibration - Calibration |  | Custom Calibration |  |  |  |  | 0
| Dew point calibration | • | Dew Point Calibration |  |  | 753 | 753 | 0 | TRUE
|  | • | Additional Dew Point Calibration Point |  |  | 142 | 142 | 0
| Define Details for the Calibration Certificate |  | Company Name, Address and Calibration Interval for Certificate |  |  |  |  | 0 | TRUE
|  |  | Standard Calibration |  |  |  |  | 0
| Dew point calibration | • | Dew Point Calibration |  |  | 753 | 753 | 0 | TRUE
| Define Details for the Calibration Certificate |  | Company Name, Address and Calibration Interval for Certificate |  |  |  |  | 0 | TRUE
|  |  | Accredited Calibration |  |  |  |  | 0
| Accredited dew point calibration | • | Additional Accredited Dew Point Calibration Point |  |  | 178 | 178 | 0
|  | • | Accredited Dew Point Calibration |  |  | 837 | 837 | 0 | TRUE
| Define Details for the Calibration Certificate |  | Company Name, Address and Calibration Interval for Certificate |  |  |  |  | 0 | TRUE
[6 empty] | 4686 | 4686 | 0
Note: |  | Selections in bold are included in the prices of the basic versions.
| • | Selections in italic are available at an extra price.
Links:

## DMT132SERVICES
[8 empty] | Select grey column and press delete to clear selections => |  |  | TRUE
TRUE
|  |  | Price valid from: 2025-04-23 |  | Back to Index | [5 empty] | TRUE
DMT132SERVICES
Services for DMT132 | [6 empty] | 0%
|  |  |  | Sparepart | Valid Configuration | List Price (CAD) | Discounted
| Services for DMT132 |  |  |  | DMT132SERVICES | 0 | 0 | Status | Selected | 0 | TRUE | TRUE | 0 | 0 | TRUE | TRUE
x | Calibration |  | Standard Calibration |  |  |  |  | 0
| Dew point calibration | • | Dew Point Calibration for DMT132 |  |  | 753 | 753 | 0 | TRUE
| Define Details for the Calibration Certificate |  | Company Name, Address and Calibration Interval for Certificate |  |  |  |  | 0 | TRUE
x | Repair and Calibration - Repair | • | Repair Service for DMT132 Transmitter |  |  | 329 | 329 | 0
x | Repair and Calibration- Calibration |  | Standard Calibration |  |  |  |  | 0
| Dew point calibration | • | Dew Point Calibration for DMT132 |  |  | 753 | 753 | 0 | TRUE
| Define Details for the Calibration Certificate |  | Company Name, Address and Calibration Interval for Certificate |  |  |  |  | 0 | TRUE
[6 empty] | 1506 | 1506 | 0
Note: |  | Selections in bold are included in the prices of the basic versions.
| • | Selections in italic are available at an extra price.
Links:

## DMP8SERVICES
[8 empty] | Select grey column and press delete to clear selections => |  |  | TRUE
TRUE
|  |  | Price valid from: 2025-04-23 |  | Back to Index | [5 empty] | TRUE
DMP8SERVICES
Services for DMP8 | [6 empty] | 0%
|  |  |  | Sparepart | Valid Configuration | List Price (CAD) | Discounted
| Services for DMP8 |  |  |  | DMP8SERVICES | 0 | 0 | Status | Selected | 0 | 0 | TRUE | TRUE | 0 | 0 | TRUE | 0 | TRUE | TRUE | 0 | TRUE | 0 | TRUE | 0 | TRUE | 0 | 0 | TRUE | 0 | 0 | 0 | TRUE | TRUE | 0 | TRUE | 0 | TRUE | TRUE | TRUE | 0 | TRUE | 0 | TRUE | 0 | TRUE | 0
x | Calibration |  | Accredited Calibration |  |  |  |  | 0
| Accredited Dew Point Calibration | • | Additional Accredited Dew Point Calibration Point |  |  | 178 | 178 | 0
|  | • | Accredited Dew Point Calibration |  |  | 837 | 837 | 0 | TRUE
| Accredited Temperature Calibration |  | Temperature calibration at room temperature (+/-2°C from 23°C) |  |  |  |  | 0 | TRUE
|  | • | Additional Accredited Temperature Calibration Point |  |  | 132 | 132 | 0
| Sensor Replacement | • | Sensor Replacement Service |  |  | 422 | 422 | 0
| Define Details for the Calibration Certificate |  | Company Name, Address and Calibration Interval for Certificate |  |  |  |  | 0 | TRUE
|  |  | Standard Calibration |  |  |  |  | 0
| Dew Point Calibration | • | Dew Point Calibration |  |  | 753 | 753 | 0 | TRUE
| Temperature Calibration |  | Temperature calibration at room temperature (+/-2°C from 23°C) |  |  |  |  | 0 | TRUE
| Sensor Replacement | • | Sensor Replacement Service |  |  | 422 | 422 | 0
| Define Details for the Calibration Certificate |  | Company Name, Address and Calibration Interval for Certificate |  |  |  |  | 0 | TRUE
|  |  | Custom Calibration |  |  |  |  | 0
| Dew Point Calibration | • | Dew Point Calibration |  |  | 753 | 753 | 0 | TRUE
|  | • | Additional Dew Point Calibration Point |  |  | 142 | 142 | 0
| Temperature Calibration |  | Temperature calibration at room temperature (+/-2°C from 23°C) |  |  |  |  | 0 | TRUE
|  | • | Additional Temperature Calibration Point |  |  | 132 | 132 | 0
| Sensor Replacement | • | Sensor Replacement Service |  |  | 422 | 422 | 0
| Define Details for the Calibration Certificate |  | Company Name, Address and Calibration Interval for Certificate |  |  |  |  | 0 | TRUE
x | Repair and Calibration - Repair | • | Repair Service for DMP Indigo Probes |  |  | 523 | 523 | 0
x | Repair and Calibration - Calibration |  | Accredited Calibration |  |  |  |  | 0
| Accredited Dew Point Calibration | • | Additional Accredited Dew Point Calibration Point |  |  | 178 | 178 | 0
|  | • | Accredited Dew Point Calibration |  |  | 837 | 837 | 0 | TRUE
| Accredited Temperature Calibration |  | Temperature calibration at room temperature (+/-2°C from 23°C) |  |  |  |  | 0 | TRUE
|  | • | Additional Accredited Temperature Calibration Point |  |  | 132 | 132 | 0
| Define Details for the Calibration Certificate |  | Company Name, Address and Calibration Interval for Certificate |  |  |  |  | 0 | TRUE
|  |  | Standard Calibration |  |  |  |  | 0
| Dew Point Calibration | • | Dew Point Calibration |  |  | 753 | 753 | 0 | TRUE
| Temperature Calibration |  | Temperature calibration at room temperature (+/-2°C from 23°C) |  |  |  |  | 0 | TRUE
| Define Details for the Calibration Certificate |  | Company Name, Address and Calibration Interval for Certificate |  |  |  |  | 0 | TRUE
|  |  | Custom Calibration |  |  |  |  | 0
| Dew Point Calibration | • | Dew Point Calibration |  |  | 753 | 753 | 0 | TRUE
|  | • | Additional Dew Point Calibration Point |  |  | 142 | 142 | 0
| Temperature Calibration |  | Temperature calibration at room temperature (+/-2°C from 23°C) |  |  |  |  | 0 | TRUE
|  | • | Additional Temperature Calibration Point |  |  | 132 | 132 | 0
| Define Details for the Calibration Certificate |  | Company Name, Address and Calibration Interval for Certificate |  |  |  |  | 0 | TRUE
x | Repair and Calibration - Repair | • | Repair Service for Indigo Probe |  |  | 1482 | 1482 | 0
[6 empty] | 4686 | 4686 | 0
Note: |  | Selections in bold are included in the prices of the basic versions.
| • | Selections in italic are available at an extra price.
Links:
Service |  |  |  | item code
Dew Point and Temperature Probe |  |  |  | DMPX

## DMP7SERVICES
[8 empty] | Select grey column and press delete to clear selections => |  |  | TRUE
TRUE
|  |  | Price valid from: 2025-04-23 |  | Back to Index | [5 empty] | TRUE
DMP7SERVICES
Services for DMP7 | [6 empty] | 0%
|  |  |  | Sparepart | Valid Configuration | List Price (CAD) | Discounted
| Services for DMP7 |  |  |  | DMP7SERVICES | 0 | 0 | Status | Selected | 0 | 0 | TRUE | TRUE | 0 | 0 | TRUE | 0 | TRUE | TRUE | 0 | TRUE | 0 | TRUE | 0 | TRUE | 0 | 0 | TRUE | 0 | 0 | 0 | TRUE | TRUE | 0 | TRUE | 0 | TRUE | TRUE | TRUE | 0 | TRUE | 0 | TRUE | 0 | TRUE | 0
x | Calibration |  | Accredited Calibration |  |  |  |  | 0
| Accredited Dew Point Calibration | • | Additional Accredited Dew Point Calibration Point |  |  | 178 | 178 | 0
|  | • | Accredited Dew Point Calibration |  |  | 837 | 837 | 0 | TRUE
| Accredited Temperature Calibration |  | Temperature calibration at room temperature (+/-2°C from 23°C) |  |  |  |  | 0 | TRUE
|  | • | Additional Accredited Temperature Calibration Point |  |  | 132 | 132 | 0
| Sensor Replacement | • | Sensor Replacement Service |  |  | 422 | 422 | 0
| Define Details for the Calibration Certificate |  | Company Name, Address and Calibration Interval for Certificate |  |  |  |  | 0 | TRUE
|  |  | Standard Calibration |  |  |  |  | 0
| Dew Point Calibration | • | Dew Point Calibration |  |  | 753 | 753 | 0 | TRUE
| Temperature Calibration |  | Temperature calibration at room temperature (+/-2°C from 23°C) |  |  |  |  | 0 | TRUE
| Sensor Replacement | • | Sensor Replacement Service |  |  | 422 | 422 | 0
| Define Details for the Calibration Certificate |  | Company Name, Address and Calibration Interval for Certificate |  |  |  |  | 0 | TRUE
|  |  | Custom Calibration |  |  |  |  | 0
| Dew Point Calibration | • | Dew Point Calibration |  |  | 753 | 753 | 0 | TRUE
|  | • | Additional Dew Point Calibration Point |  |  | 142 | 142 | 0
| Temperature Calibration |  | Temperature calibration at room temperature (+/-2°C from 23°C) |  |  |  |  | 0 | TRUE
|  | • | Additional Temperature Calibration Point |  |  | 132 | 132 | 0
| Sensor Replacement | • | Sensor Replacement Service |  |  | 422 | 422 | 0
| Define Details for the Calibration Certificate |  | Company Name, Address and Calibration Interval for Certificate |  |  |  |  | 0 | TRUE
x | Repair and Calibration - Repair | • | Repair Service for DMP Indigo Probes |  |  | 523 | 523 | 0
x | Repair and Calibration - Calibration |  | Accredited Calibration |  |  |  |  | 0
| Accredited Dew Point Calibration | • | Additional Accredited Dew Point Calibration Point |  |  | 178 | 178 | 0
|  | • | Accredited Dew Point Calibration |  |  | 837 | 837 | 0 | TRUE
| Accredited Temperature Calibration |  | Temperature calibration at room temperature (+/-2°C from 23°C) |  |  |  |  | 0 | TRUE
|  | • | Additional Accredited Temperature Calibration Point |  |  | 132 | 132 | 0
| Define Details for the Calibration Certificate |  | Company Name, Address and Calibration Interval for Certificate |  |  |  |  | 0 | TRUE
|  |  | Standard Calibration |  |  |  |  | 0
| Dew Point Calibration | • | Dew Point Calibration |  |  | 753 | 753 | 0 | TRUE
| Temperature Calibration |  | Temperature calibration at room temperature (+/-2°C from 23°C) |  |  |  |  | 0 | TRUE
| Define Details for the Calibration Certificate |  | Company Name, Address and Calibration Interval for Certificate |  |  |  |  | 0 | TRUE
|  |  | Custom Calibration |  |  |  |  | 0
| Dew Point Calibration | • | Dew Point Calibration |  |  | 753 | 753 | 0 | TRUE
|  | • | Additional Dew Point Calibration Point |  |  | 142 | 142 | 0
| Temperature Calibration |  | Temperature calibration at room temperature (+/-2°C from 23°C) |  |  |  |  | 0 | TRUE
|  | • | Additional Temperature Calibration Point |  |  | 132 | 132 | 0
| Define Details for the Calibration Certificate |  | Company Name, Address and Calibration Interval for Certificate |  |  |  |  | 0 | TRUE
x | Repair and Calibration - Repair | • | Repair Service for Indigo Probe |  |  | 1482 | 1482 | 0
[6 empty] | 4686 | 4686 | 0
Note: |  | Selections in bold are included in the prices of the basic versions.
| • | Selections in italic are available at an extra price.
Links:
Service |  |  |  | item code
Dew Point and Temperature Probe |  |  |  | DMPX

## DMP74CSERVICES
[8 empty] | Select grey column and press delete to clear selections => |  |  | TRUE
TRUE
|  |  | Price valid from: 2025-04-23 |  | Back to Index | [5 empty] | TRUE
DMP74CSERVICES
Services for DMP74C | [6 empty] | 0%
|  |  |  | Sparepart | Valid Configuration | List Price (CAD) | Discounted
| Services for DMP74C |  |  |  | DMP74CSERVICES | 0 | 0 | Status | Selected | 0 | TRUE | TRUE | TRUE | 0 | TRUE | 0 | TRUE | 0 | TRUE | 0 | 0 | TRUE | TRUE | 0 | TRUE | 0 | 0 | TRUE | TRUE | TRUE | 0 | 0 | TRUE | TRUE | 0 | TRUE | 0 | TRUE | 0 | TRUE | 0 | TRUE
x | Calibration |  | Standard Calibration |  |  |  |  | 0
| Dew point calibration | • | Dew Point Calibration |  |  | 753 | 753 | 0 | TRUE
| Temperature Calibration at Room Temperature |  | Temperature calibration at room temperature (+/-2°C from 23°C) |  |  |  |  | 0 | TRUE
| Define Details for the Calibration Certificate |  | Company Name, Address and Calibration Interval for Certificate |  |  |  |  | 0 | TRUE
|  |  | Accredited Calibration |  |  |  |  | 0
| Accredited dew point calibration | • | Accredited Dew Point Calibration |  |  | 837 | 837 | 0 | TRUE
|  | • | Additional Accredited Dew Point Calibration Point |  |  | 178 | 178 | 0
| Accredited temperature calibration |  | Temperature calibration at room temperature (+/-2°C from 23°C) |  |  |  |  | 0 | TRUE
|  | • | Additional Accredited Temperature Calibration Point |  |  | 132 | 132 | 0
| Define Details for the Calibration Certificate |  | Company Name, Address and Calibration Interval for Certificate |  |  |  |  | 0 | TRUE
|  |  | Custom Calibration |  |  |  |  | 0
| Dew point calibration | • | Additional Dew Point Calibration Point |  |  | 142 | 142 | 0
|  | • | Dew Point Calibration |  |  | 753 | 753 | 0 | TRUE
| Temperature calibration |  | Temperature calibration at room temperature (+/-2°C from 23°C) |  |  |  |  | 0 | TRUE
|  | • | Additional Temperature Calibration Point |  |  | 132 | 132 | 0
| Define Details for the Calibration Certificate |  | Company Name, Address and Calibration Interval for Certificate |  |  |  |  | 0 | TRUE
x | Repair and Calibration- Repair | • | Repair Service for DMP70 Probes |  |  | 458 | 458 | 0
x | Repair and Calibration- Calibration |  | Standard Calibration |  |  |  |  | 0
| Dew point calibration | • | Dew Point Calibration |  |  | 753 | 753 | 0 | TRUE
| Temperature Calibration at Room Temperature |  | Temperature calibration at room temperature (+/-2°C from 23°C) |  |  |  |  | 0 | TRUE
| Define Details for the Calibration Certificate |  | Company Name, Address and Calibration Interval for Certificate |  |  |  |  | 0 | TRUE
|  |  | Custom Calibration |  |  |  |  | 0
| Dew point calibration | • | Additional Dew Point Calibration Point |  |  | 142 | 142 | 0
|  | • | Dew Point Calibration |  |  | 753 | 753 | 0 | TRUE
| Temperature calibration |  | Temperature calibration at room temperature (+/-2°C from 23°C) |  |  |  |  | 0 | TRUE
|  | • | Additional Temperature Calibration Point |  |  | 132 | 132 | 0
| Define Details for the Calibration Certificate |  | Company Name, Address and Calibration Interval for Certificate |  |  |  |  | 0 | TRUE
|  |  | Accredited Calibration |  |  |  |  | 0
| Accredited dew point calibration | • | Accredited Dew Point Calibration |  |  | 837 | 837 | 0 | TRUE
|  | • | Additional Accredited Dew Point Calibration Point |  |  | 178 | 178 | 0
| Accredited temperature calibration |  | Temperature calibration at room temperature (+/-2°C from 23°C) |  |  |  |  | 0 | TRUE
|  | • | Additional Accredited Temperature Calibration Point |  |  | 132 | 132 | 0
| Define Details for the Calibration Certificate |  | Company Name, Address and Calibration Interval for Certificate |  |  |  |  | 0 | TRUE
[6 empty] | 4686 | 4686 | 0
Note: |  | Selections in bold are included in the prices of the basic versions.
| • | Selections in italic are available at an extra price.
Links:

## DMP74BSERVICES
[8 empty] | Select grey column and press delete to clear selections => |  |  | TRUE
TRUE
|  |  | Price valid from: 2025-04-23 |  | Back to Index | [5 empty] | TRUE
DMP74BSERVICES
Services for DMP74B | [6 empty] | 0%
|  |  |  | Sparepart | Valid Configuration | List Price (CAD) | Discounted
| Services for DMP74B |  |  |  | DMP74BSERVICES | 0 | 0 | Status | Selected | 0 | TRUE | 0 | TRUE | 0 | TRUE | 0 | 0 | TRUE | TRUE | 0 | TRUE | 0 | TRUE | TRUE | TRUE | 0 | 0 | TRUE | TRUE | TRUE | 0 | TRUE | 0 | TRUE | 0 | TRUE | 0 | 0 | TRUE | TRUE | 0 | TRUE
x | Calibration |  | Accredited Calibration |  |  |  |  | 0
| Accredited dew point calibration | • | Accredited Dew Point Calibration |  |  | 837 | 837 | 0 | TRUE
|  | • | Additional Accredited Dew Point Calibration Point |  |  | 178 | 178 | 0
| Accredited temperature calibration |  | Temperature calibration at room temperature (+/-2°C from 23°C) |  |  |  |  | 0 | TRUE
|  | • | Additional Accredited Temperature Calibration Point |  |  | 132 | 132 | 0
| Define Details for the Calibration Certificate |  | Company Name, Address and Calibration Interval for Certificate |  |  |  |  | 0 | TRUE
|  |  | Custom Calibration |  |  |  |  | 0
| Dew point calibration | • | Additional Dew Point Calibration Point |  |  | 142 | 142 | 0
|  | • | Dew Point Calibration |  |  | 753 | 753 | 0 | TRUE
| Temperature calibration |  | Temperature calibration at room temperature (+/-2°C from 23°C) |  |  |  |  | 0 | TRUE
|  | • | Additional Temperature Calibration Point |  |  | 132 | 132 | 0
| Define Details for the Calibration Certificate |  | Company Name, Address and Calibration Interval for Certificate |  |  |  |  | 0 | TRUE
|  |  | Standard Calibration |  |  |  |  | 0
| Dew point calibration | • | Dew Point Calibration |  |  | 753 | 753 | 0 | TRUE
| Temperature Calibration at Room Temperature |  | Temperature calibration at room temperature (+/-2°C from 23°C) |  |  |  |  | 0 | TRUE
| Define Details for the Calibration Certificate |  | Company Name, Address and Calibration Interval for Certificate |  |  |  |  | 0 | TRUE
x | Repair and Calibration- Repair | • | Repair Service for DMP70 Probes |  |  | 458 | 458 | 0
x | Repair and Calibration- Calibration |  | Standard Calibration |  |  |  |  | 0
| Dew point calibration | • | Dew Point Calibration |  |  | 753 | 753 | 0 | TRUE
| Temperature Calibration at Room Temperature |  | Temperature calibration at room temperature (+/-2°C from 23°C) |  |  |  |  | 0 | TRUE
| Define Details for the Calibration Certificate |  | Company Name, Address and Calibration Interval for Certificate |  |  |  |  | 0 | TRUE
|  |  | Accredited Calibration |  |  |  |  | 0
| Accredited dew point calibration | • | Accredited Dew Point Calibration |  |  | 837 | 837 | 0 | TRUE
|  | • | Additional Accredited Dew Point Calibration Point |  |  | 178 | 178 | 0
| Accredited temperature calibration |  | Temperature calibration at room temperature (+/-2°C from 23°C) |  |  |  |  | 0 | TRUE
|  | • | Additional Accredited Temperature Calibration Point |  |  | 132 | 132 | 0
| Define Details for the Calibration Certificate |  | Company Name, Address and Calibration Interval for Certificate |  |  |  |  | 0 | TRUE
|  |  | Custom Calibration |  |  |  |  | 0
| Dew point calibration | • | Additional Dew Point Calibration Point |  |  | 142 | 142 | 0
|  | • | Dew Point Calibration |  |  | 753 | 753 | 0 | TRUE
| Temperature calibration |  | Temperature calibration at room temperature (+/-2°C from 23°C) |  |  |  |  | 0 | TRUE
|  | • | Additional Temperature Calibration Point |  |  | 132 | 132 | 0
| Define Details for the Calibration Certificate |  | Company Name, Address and Calibration Interval for Certificate |  |  |  |  | 0 | TRUE
[6 empty] | 4686 | 4686 | 0
Note: |  | Selections in bold are included in the prices of the basic versions.
| • | Selections in italic are available at an extra price.
Links:

## DMP74ASERVICES
[8 empty] | Select grey column and press delete to clear selections => |  |  | TRUE
TRUE
|  |  | Price valid from: 2025-04-23 |  | Back to Index | [5 empty] | TRUE
DMP74ASERVICES
Services for DMP74A | [6 empty] | 0%
|  |  |  | Sparepart | Valid Configuration | List Price (CAD) | Discounted
| Services for DMP74A |  |  |  | DMP74ASERVICES | 0 | 0 | Status | Selected | 0 | TRUE | TRUE | TRUE | 0 | 0 | TRUE | TRUE | 0 | TRUE | 0 | 0 | TRUE | TRUE | 0 | TRUE | 0 | 0 | 0 | 0 | TRUE | 0 | TRUE | TRUE | 0 | 0 | 0 | TRUE | TRUE | TRUE | 0 | 0 | 0 | 0 | TRUE | TRUE | 0 | TRUE | 0 | 0 | 0 | TRUE | TRUE | 0 | TRUE | 0 | 0 | TRUE | TRUE | 0 | TRUE | 0 | TRUE | TRUE | TRUE
x | Calibration |  | Standard Calibration |  |  |  |  | 0
| Dew point calibration | • | Dew Point Calibration |  |  | 753 | 753 | 0 | TRUE
| Temperature calibration at room temperature |  | Temperature calibration at room temperature (+/-2°C from 23°C) |  |  |  |  | 0 | TRUE
| Define Details for the Calibration Certificate |  | Company Name, Address and Calibration Interval for Certificate |  |  |  |  | 0 | TRUE
|  |  | Accredited Calibration |  |  |  |  | 0
| Accredited dew point calibration | • | Additional Accredited Dew Point Calibration Point |  |  | 178 | 178 | 0
|  | • | Accredited Dew Point Calibration |  |  | 837 | 837 | 0 | TRUE
| Accredited temperature calibration |  | Temperature calibration at room temperature (+/-2°C from 23°C) |  |  |  |  | 0 | TRUE
|  | • | Additional Accredited Temperature Calibration Point |  |  | 132 | 132 | 0
| Define Details for the Calibration Certificate |  | Company Name, Address and Calibration Interval for Certificate |  |  |  |  | 0 | TRUE
|  |  | Custom Calibration |  |  |  |  | 0
| Dew point calibration | • | Additional Dew Point Calibration Point |  |  | 142 | 142 | 0
|  | • | Dew Point Calibration |  |  | 753 | 753 | 0 | TRUE
| Temperature calibration |  | Temperature calibration at room temperature (+/-2°C from 23°C) |  |  |  |  | 0 | TRUE
|  | • | Additional Temperature Calibration Point |  |  | 132 | 132 | 0
| Define Details for the Calibration Certificate |  | Company Name, Address and Calibration Interval for Certificate |  |  |  |  | 0 | TRUE
→ Expand | Repair and Calibration |  | Accredited Calibration and Repair |  |  |  |  | 0
| Repair and Calibration for Probe | • | Repair Service for DMP70 Probes |  |  | 458 | 458 | 0
| Repair and Calibration for Indicator | • | Fixed Price Repair for Indicator |  |  | 753 | 753 | 0
| Accredited dew point calibration | • | Additional Accredited Dew Point Calibration Point |  |  | 178 | 178 | 0
|  | • | Accredited Dew Point Calibration |  |  | 837 | 837 | 0 | TRUE
| Accredited temperature calibration | • | Additional Accredited Temperature Calibration Point |  |  | 132 | 132 | 0
|  |  | Temperature calibration at room temperature (+/-2°C from 23°C) |  |  |  |  | 0 | TRUE
| Define Details for the Calibration Certificate |  | Company Name, Address and Calibration Interval for Certificate |  |  |  |  | 0 | TRUE
|  |  | Standard Calibration and Repair |  |  |  |  | 0
| Repair and Calibration for Probe | • | Repair Service for DMP70 Probes |  |  | 458 | 458 | 0
| Repair and Calibration for Indicator | • | Fixed Price Repair for Indicator |  |  | 753 | 753 | 0
| Dew point calibration | • | Dew Point Calibration |  |  | 753 | 753 | 0 | TRUE
| Temperature calibration at room temperature |  | Temperature calibration at room temperature (+/-2°C from 23°C) |  |  |  |  | 0 | TRUE
| Define Details for the Calibration Certificate |  | Company Name, Address and Calibration Interval for Certificate |  |  |  |  | 0 | TRUE
|  |  | Custom Calibration and Repair |  |  |  |  | 0
| Repair and Calibration for Probe | • | Repair Service for DMP70 Probes |  |  | 458 | 458 | 0
| Repair and Calibration for Indicator | • | Fixed Price Repair for Indicator |  |  | 753 | 753 | 0
| Dew point calibration | • | Additional Dew Point Calibration Point |  |  | 142 | 142 | 0
|  | • | Dew Point Calibration |  |  | 753 | 753 | 0 | TRUE
| Temperature calibration |  | Temperature calibration at room temperature (+/-2°C from 23°C) |  |  |  |  | 0 | TRUE
|  | • | Additional Temperature Calibration Point |  |  | 132 | 132 | 0
| Define Details for the Calibration Certificate |  | Company Name, Address and Calibration Interval for Certificate |  |  |  |  | 0 | TRUE
x | Repair and Calibration - Repair | • | Repair Service for DMP70 Probes |  |  | 458 | 458 | 0
x | Repair and Calibration - Calibration |  | Accredited Calibration |  |  |  |  | 0
| Accredited dew point calibration | • | Additional Accredited Dew Point Calibration Point |  |  | 178 | 178 | 0
|  | • | Accredited Dew Point Calibration |  |  | 837 | 837 | 0 | TRUE
| Accredited temperature calibration |  | Temperature calibration at room temperature (+/-2°C from 23°C) |  |  |  |  | 0 | TRUE
|  | • | Additional Accredited Temperature Calibration Point |  |  | 132 | 132 | 0
| Define Details for the Calibration Certificate |  | Company Name, Address and Calibration Interval for Certificate |  |  |  |  | 0 | TRUE
|  |  | Custom Calibration |  |  |  |  | 0
| Dew point calibration | • | Additional Dew Point Calibration Point |  |  | 142 | 142 | 0
|  | • | Dew Point Calibration |  |  | 753 | 753 | 0 | TRUE
| Temperature calibration |  | Temperature calibration at room temperature (+/-2°C from 23°C) |  |  |  |  | 0 | TRUE
|  | • | Additional Temperature Calibration Point |  |  | 132 | 132 | 0
| Define Details for the Calibration Certificate |  | Company Name, Address and Calibration Interval for Certificate |  |  |  |  | 0 | TRUE
|  |  | Standard Calibration |  |  |  |  | 0
| Dew point calibration | • | Dew Point Calibration |  |  | 753 | 753 | 0 | TRUE
| Temperature calibration at room temperature |  | Temperature calibration at room temperature (+/-2°C from 23°C) |  |  |  |  | 0 | TRUE
| Define Details for the Calibration Certificate |  | Company Name, Address and Calibration Interval for Certificate |  |  |  |  | 0 | TRUE
[6 empty] | 7029 | 7029 | 0
Note: |  | Selections in bold are included in the prices of the basic versions.
| • | Selections in italic are available at an extra price.
Links:

## DMP6SERVICES
[8 empty] | Select grey column and press delete to clear selections => |  |  | TRUE
TRUE
|  |  | Price valid from: 2025-04-23 |  | Back to Index | [5 empty] | TRUE
DMP6SERVICES
Services for DMP6 | [6 empty] | 0%
|  |  |  | Sparepart | Valid Configuration | List Price (CAD) | Discounted
| Services for DMP6 |  |  |  | DMP6SERVICES | 0 | 0 | Status | Selected | 0 | TRUE | TRUE | 0 | TRUE | 0 | TRUE | 0 | 0 | TRUE | 0 | TRUE | TRUE | TRUE | 0 | TRUE | 0 | 0 | TRUE | 0
x | Calibration |  | Standard Calibration |  |  |  |  | 0
| Dew Point Calibration | • | Dew Point Calibration |  |  | 753 | 753 | 0 | TRUE
| Temperature Calibration |  | Temperature calibration at room temperature (+/-2°C from 23°C) |  |  |  |  | 0 | TRUE
| Sensor Replacement | • | Sensor Replacement Service |  |  | 422 | 422 | 0
| Define Details for the Calibration Certificate |  | Company Name, Address and Calibration Interval for Certificate |  |  |  |  | 0 | TRUE
|  |  | Accredited Calibration |  |  |  |  | 0
| Accredited dew point calibration | • | Accredited Dew Point Calibration |  |  | 837 | 837 | 0 | TRUE
|  | • | Additional Accredited Dew Point Calibration Point |  |  | 178 | 178 | 0
| Sensor Replacement | • | Sensor Replacement Service |  |  | 422 | 422 | 0
| Define Details for the Calibration Certificate |  | Company Name, Address and Calibration Interval for Certificate |  |  |  |  | 0 | TRUE
x | Repair and Calibration - Calibration |  | Standard Calibration |  |  |  |  | 0
| Dew Point Calibration | • | Dew Point Calibration |  |  | 753 | 753 | 0 | TRUE
| Temperature Calibration |  | Temperature calibration at room temperature (+/-2°C from 23°C) |  |  |  |  | 0 | TRUE
| Define Details for the Calibration Certificate |  | Company Name, Address and Calibration Interval for Certificate |  |  |  |  | 0 | TRUE
|  |  | Accredited Calibration |  |  |  |  | 0
| Accredited dew point calibration | • | Accredited Dew Point Calibration |  |  | 837 | 837 | 0 | TRUE
|  | • | Additional Accredited Dew Point Calibration Point |  |  | 178 | 178 | 0
| Sensor Replacement | • | Sensor Replacement Service |  |  | 422 | 422 | 0
| Define Details for the Calibration Certificate |  | Company Name, Address and Calibration Interval for Certificate |  |  |  |  | 0 | TRUE
x | Repair and Calibration - Repair | • | Repair Service for Indigo Probe |  |  | 1482 | 1482 | 0
[6 empty] | 3180 | 3180 | 0
Note: |  | Selections in bold are included in the prices of the basic versions.
| • | Selections in italic are available at an extra price.
Links:
Service |  |  |  | item code
Dew Point and Temperature Probe |  |  |  | DMPX

## DMP5SERVICES
[8 empty] | Select grey column and press delete to clear selections => |  |  | TRUE
TRUE
|  |  | Price valid from: 2025-04-23 |  | Back to Index | [5 empty] | TRUE
DMP5SERVICES
Services for DMP5 | [6 empty] | 0%
|  |  |  | Sparepart | Valid Configuration | List Price (CAD) | Discounted
| Services for DMP5 |  |  |  | DMP5SERVICES | 0 | 0 | Status | Selected | 0 | TRUE | TRUE | 0 | TRUE | 0 | TRUE | 0 | 0 | TRUE | 0 | TRUE | TRUE | TRUE | 0 | TRUE | 0 | 0 | TRUE | 0
x | Calibration |  | Standard Calibration |  |  |  |  | 0
| Dew Point Calibration | • | Dew Point Calibration |  |  | 753 | 753 | 0 | TRUE
| Temperature Calibration |  | Temperature calibration at room temperature (+/-2°C from 23°C) |  |  |  |  | 0 | TRUE
| Sensor Replacement | • | Sensor Replacement Service |  |  | 422 | 422 | 0
| Define Details for the Calibration Certificate |  | Company Name, Address and Calibration Interval for Certificate |  |  |  |  | 0 | TRUE
|  |  | Accredited Calibration |  |  |  |  | 0
| Accredited dew point calibration | • | Accredited Dew Point Calibration |  |  | 837 | 837 | 0 | TRUE
|  | • | Additional Accredited Dew Point Calibration Point |  |  | 178 | 178 | 0
| Sensor Replacement | • | Sensor Replacement Service |  |  | 422 | 422 | 0
| Define Details for the Calibration Certificate |  | Company Name, Address and Calibration Interval for Certificate |  |  |  |  | 0 | TRUE
x | Repair and Calibration - Calibration |  | Standard Calibration |  |  |  |  | 0
| Dew Point Calibration | • | Dew Point Calibration |  |  | 753 | 753 | 0 | TRUE
| Temperature Calibration |  | Temperature calibration at room temperature (+/-2°C from 23°C) |  |  |  |  | 0 | TRUE
| Define Details for the Calibration Certificate |  | Company Name, Address and Calibration Interval for Certificate |  |  |  |  | 0 | TRUE
|  |  | Accredited Calibration |  |  |  |  | 0
| Accredited dew point calibration | • | Accredited Dew Point Calibration |  |  | 837 | 837 | 0 | TRUE
|  | • | Additional Accredited Dew Point Calibration Point |  |  | 178 | 178 | 0
| Sensor Replacement | • | Sensor Replacement Service |  |  | 422 | 422 | 0
| Define Details for the Calibration Certificate |  | Company Name, Address and Calibration Interval for Certificate |  |  |  |  | 0 | TRUE
x | Repair and Calibration - Repair | • | Repair Service for Indigo Probe |  |  | 1482 | 1482 | 0
[6 empty] | 3180 | 3180 | 0
Note: |  | Selections in bold are included in the prices of the basic versions.
| • | Selections in italic are available at an extra price.
Links:
Service |  |  |  | item code
Dew Point and Temperature Probe |  |  |  | DMPX

## CALCAREHMT120
Select grey cells and press delete to clear selections =>
|  |  | Price valid from: 2025-04-23 |  | Back to Index
CALCAREHMT120
Calibration Care Agreement for HMT120 | [6 empty] | 0%
|  |  |  | Sparepart | No configuration checking! | List Price (CAD) | Discounted | Item code
| Calibration Care Agreement for HMT120 |  |  |  | CALCAREHMT120 | 0 | 0
x | Calibration |  | Accredited Calibration Balance
| Accredited Humidity Calibration at Room Temperature | • | Accredited Humidity Calibration at Room Temperature |  |  | 724 | 724 |  |  | TRUE
|  | • | Additional Accredited Humidity Calibration Point |  |  | 132 | 132
| Accredited temperature calibration | • | Additional Accredited Temperature Calibration Point |  |  | 132 | 132
|  |  | Temperature calibration at room temperature (+/-2°C from 23°C) | [6 empty] | TRUE
| Analog Output Calibration | • | Scaled Analog Output Readings in the Calibration Certificate |  |  | 236 | 236
| Define Details for the Calibration Certificate |  | Company Name, Address and Calibration Interval for Certificate | [6 empty] | TRUE
Standard Calibration Balance
| Humidity Calibration at Room Temperature | • | Humidity Calibration at Room Temperature |  |  | 516 | 516 |  |  | TRUE
| Temperature Calibration at Room Temperature |  | Temperature calibration at room temperature (+/-2°C from 23°C) | [6 empty] | TRUE
| Define Details for the Calibration Certificate |  | Company Name, Address and Calibration Interval for Certificate | [6 empty] | TRUE
Custom Calibration Balance
| Humidity calibration at room temperature | • | Humidity Calibration at Room Temperature |  |  | 516 | 516 |  |  | TRUE
|  | • | Additional Humidity Calibration Point at Room Temperature |  |  | 108 | 108
| Temperature Calibration |  | Temperature calibration at room temperature (+/-2°C from 23°C) | [6 empty] | TRUE
|  | • | Additional Temperature Calibration Point |  |  | 132 | 132
| Additional Humidity Calibration at Selected Temperature | • | Additional Humidity Calibration Point at Selected Temperature |  |  | 132 | 132
|  | • | Humidity Calibration at Selected Temperature |  |  | 690 | 690
| Analog Output Calibration | • | Scaled Analog Output Readings in the Calibration Certificate |  |  | 236 | 236
| Define Details for the Calibration Certificate |  | Company Name, Address and Calibration Interval for Certificate | [6 empty] | TRUE
[6 empty] | 1756 | 1756
Note: |  | Selections in bold are included in the prices of the basic versions.
| • | Selections in italic are available at an extra price.
Links:

## family WXT500
|  | Price valid from: 2025-04-23 | Back to Index
family WXT500
| Description |  | Product Code | List Price (CAD) | Discounted
| Cable 10m M12/8(F) shielded, 36mm open leads |  | CBL211021-10M | 250 | 250
| Cable 2m M12/8(F) shielded, 36mm open leads |  | CBL211021-2M | 142 | 142
| WXT530 Series Spare part package |  | WXT530PACKINGSP | 68 | 68
| Sensor, PT1000 Class A EN 60751, 3m cable |  | 247270 | 257 | 257
| Bird Kit WXT |  | 212793 | 234 | 234
| Bushing And Grounding Accessory Kit |  | 222109 | 55 | 55
| Service Adapter For WXT510 |  | 221523 | 112 | 112
| Cable, Instrumentation, SH M12/8(F)-Open, 8x0.25mm2, 50m, PP/PUR, HF, BLK |  | 245931 | 476 | 476
| Cable 2m Shielded 8-pin M12 SP |  | 222287 | 142 | 142
| Cable 10m Shielded 8-pin M12 SP |  | 222288 | 250 | 250
| Temperature Sensor Tm-Pt1000 for WXT530 Series |  | TM-PT1000 | 381 | 381

## family WXSUPP
|  | Price valid from: 2025-04-23 | Back to Index
family WXSUPP
| Description |  | Product Code | List Price (CAD) | Discounted
| Cable USB with power supply RS-232 / 485 USB/M12SP / 100-240VAC |  | 263193SP | 396 | 396
| Mounting Kit WXT and WMT |  | 212792 | 205 | 205
| Nokeval Converter 7470, Serial in, 4 Analog out, Compliant w. WXT530 |  | 229104 | 719 | 719
| Nokeval Programming Kit |  | 229110 | 116 | 116
| Mounting Accessory between Mounting kit and 60mm tube |  | WMSFIX60 | 176 | 176
| Cable 10m Shielded 8-pin M12 connectors on both ends SP |  | CBL210679 | 290 | 290
| WXT530 Bottom Assy with mA Output Board SP |  | WXT530BOTTOMMAOUTSP | 358 | 358
| WXT530 Bottom Assy with Digital Board SP |  | WXT530BOTTOMDIGISP | 300 | 300
| WXT530 Bottom Assy with Analog Input Board SP |  | WXT530BOTTOMANAINSP | 358 | 358
| WXT Radiation Shield Spare Part Set |  | 218817SP | 293 | 293
| Vaisala Surge Protector no Connectors |  | WSP150 | 530 | 530
| Vaisala Surge Protector with Connectors for 220782 and 215952 |  | WSP152 | 654 | 654
| Vaisala Configuration Tool USB Service Cable SP |  | 220614 | 280 | 280
| Cable 40m Shielded 12-pin open end wires SP |  | 217020 | 527 | 527
| Cable USB RS-232/485 1.4m USB / M12 SP |  | 220782 | 195 | 195
| WXT Bottom Connector Kit Spare Part |  | 224171 | 110 | 110
| WXTPTU-Module Spare Part |  | WXTPTUSP | 400 | 400

## family WMT700
|  | Price valid from: 2025-04-23 | Back to Index
family WMT700
| Description |  | Product Code | List Price (CAD) | Discounted
| WMT700 adapter assembly for 50mm mast tube |  | ASM214411 | 137 | 137
| Preconfigured WMT700 3C3A0A001A1A1 |  | WMT700-CFG05 | 6533 | 6533
| Preconfigured WMT700 3C2A0A001A1A1 |  | WMT700-CFG06 | 6105 | 6105
| Preconfigured WMT700 3C1A0A001A1A1 |  | WMT700-CFG07 | 5530 | 5530
| Preconfigured WMT700 3C1A9A001A1A1 |  | WMT700-CFG09 | 5554 | 5554
| WMT70 Connector cover Mounting Adapter 70 |  | 228869 | 123 | 123
| Power supply 24V 10A 240W DIN RAIL |  | 238154 | 616 | 616
| Adapter 228869 with WMT700FIX60-RST |  | WMT700FIX60-RST | 426 | 426
| Bird Cage |  | WMT70BIRDKIT | 483 | 483
| WMT700 USB Service Cable |  | 240855 | 483 | 483
| Universal USB Service Cable with Screw Terminal for RS485 or RS232 |  | 240884 | 483 | 483
| User's Guide for WMT700 |  | M211095FR | 20 | 20
| Mounting Adapter 60mm for WMT700 Wind Sensor |  | WMT700FIX60-MARINESP | 910 | 910
| Connector Cover Kit D=60 Tube for WMT700 |  | ASM211309 | 155 | 155
| Mounting Adapter 30mm to 1 IN. Pipe |  | WS425FIX30 | 293 | 293
| Mounting Adapter 60mm for Wind Sensor |  | WS425FIX60 | 293 | 293
| Zero Wind Verifier WMT700 |  | WMT70VERIFIER | 1043 | 1043
| User's Guide WMT700 |  | M211095ES | 20 | 20
| User's Guide in Japanese WMT700 Wind Sensor |  | M211095JA | 20 | 20
| User's Guide in Russian WMT700 Wind Sensor |  | M211095RU | 20 | 20
| User's Guide in Chinese WMT700 Wind Sensor |  | M211095ZH | 20 | 20
| WMT70 Connector cover Mounting Adapter 30/60 |  | 228777 | 123 | 123
| WMT700 adapter Cable Tightening Tool |  | 237888SP | 20 | 20
| Sensor Support Arm for Wind Sensors |  | WAC425 | 520 | 520
| WMT700 Mounting Adapter Cylindrical Assembly |  | ASM212140 | 72 | 72

## WXT530-CFG01
[8 empty] | Select grey column and press delete to clear selections => |  |  | TRUE
TRUE
|  |  | Price valid from: 2025-04-23 |  | Back to Index | [5 empty] | TRUE
WXT530-CFG01
WXT530 Preconfigured Item WXT530 | [6 empty] | 0%
|  |  |  | Sparepart | Valid Configuration | List Price (CAD) | Discounted
| WXT530 Preconfigured Item WXT530 |  |  |  | WXT530-CFG01 | 0 | 0 | Status | Selected | TRUE | 0 | 0 | 0 | 0 | 0 | 0 | 0 | 0 | 0 | 0 | 0 | 0 | 0 | 0 | 0 | 0 | 0 | 0 | 0 | 0 | 0 | 0 | 0 | 0 | 0 | 0 | 0 | 0 | 0 | 0 | 0 | 0 | 0 | 0 | 0 | 0 | 0 | 0 | 0 | 0 | 0 | 0 | 0 | 0 | 0 | 0 | 0 | 0 | 0 | 0 | 0 | 0 | 0 | 0 | 0
→ Expand | Preconfigured WXT530 |  | Weather Transmitter WXT530 Series |  |  |  |  | 0 | TRUE
| Version | • | WXT531 Measurement Parameters: Rain |  |  | 1941 | 1941 | 0
|  | • | WXT532 Measurement Parameters: Wind |  |  | 2153 | 2153 | 0
|  | • | WXT533 Measurement Parameters: Wind, Rain |  |  | 3068 | 3068 | 0
|  | • | WXT534 Measurement Parameters: Pressure, Temperature, Relative Humidity |  |  | 3339 | 3339 | 0
|  | • | WXT535 Measurement Parameters: Rain, Pressure, Temperature, Relative Humidity |  |  | 3533 | 3533 | 0
|  | • | WXT536 Measurement Parameters: Wind, Rain, Pressure, Temp., Relative Humidity |  |  | 4035 | 4035 | 0
| Communication Interface |  | SDI-12 v 1.3 1200 BAUD, 7, E, 1 |  |  |  |  | 0
|  |  | RS-232, Standard ASCII Auto, 19200 baud,8,N,1 |  |  |  |  | 0
|  |  | RS-485 Standard ASCII Polled,19200 baud,8,N,1 |  |  |  |  | 0
|  |  | RS-485 Standard ASCII Polled,9600 baud,8,N,1 |  |  |  |  | 0
|  |  | RS-422, Standard ASCII Auto, 19200 baud,8,N,1 |  |  |  |  | 0
|  |  | RS-422, NMEA 0183 v 3.0 4800 baud, 8, N, 1 |  |  |  |  | 0
|  | • | USB RS-232, 1.4m USB-M12 Cable ASCII Auto,19200,8,N,1 |  |  | 158 | 158 | 0
|  | • | USB RS-485, 1.4m USB-M12 Cable, ASCII Polled,19200,8,N,1 |  |  | 158 | 158 | 0
|  |  | WXT mA Output 4-20 mA WXT530 Series |  |  |  |  | 0
|  |  | WXT mA Output 0-20 mA WXT530 Series |  |  |  |  | 0
|  |  | RS-485, NMEA 0183 v 3.0 4800 baud, 8, N, 1 |  |  |  |  | 0
|  |  | RS-485 ASCII auto with CRC 4800 Baud,8,N,1 |  |  |  |  | 0
|  |  | RS-485, Modbus RTU, server, 19200 baud, 8, E, 1 |  |  |  |  | 0
| Analog Interfaces |  | No Analog Inputs/Outputs WXT530 |  |  |  |  | 0
|  | • | Analog Outputs 2x 0...20mA for WS and WD |  |  | 166 | 166 | 0
|  | • | Analog Outputs 2x 4...20mA for WS and WD |  |  | 166 | 166 | 0
|  | • | Analog Inputs: Temp. SR. 10uV/W/m^2, Level (0...5V), TB. (0.2mm) |  |  | 563 | 563 | 0
| Data Connector |  | No Connector (Bushing and Grounding Accessories Included) |  |  |  |  | 0
|  | • | 8-pin M12 Male Connector (Bushing and Grounding Accessories Included) |  |  | 91 | 91 | 0
|  |  | No Connector, No Bushing, No Grounding Accessories |  |  |  |  | 0
| Heating |  | No Sensor Heating |  |  |  |  | 0
|  | • | Sensor Heating |  |  | 162 | 162 | 0
| User Profile |  | Standard User Profile |  |  |  |  | 0
|  |  | BEAM User Profile |  |  |  |  | 0
|  |  | CXT530 User Profile |  |  |  |  | 0
| Cable |  | No Cable |  |  |  |  | 0
|  | • | Shielded 2m Cable, 8-pin M12 Connector in One End |  |  | 142 | 142 | 0
|  | • | Shielded 10m Cable, 8-pin M12 Connector in One End |  |  | 250 | 250 | 0
|  | • | Shielded 10m Cable, 8-pin M12 Connector in Both Ends |  |  | 290 | 290 | 0
|  | • | Shielded 40m Cable, 12 wires, Open Ends in Both Ends |  |  | 527 | 527 | 0
|  | • | Shielded 50m Cable, 8-pin M12 Connector in One End (reqs 24 VDC Power Supply) |  |  | 476 | 476 | 0
| Installation Accessories |  | No Installation Accessories |  |  |  |  | 0
|  | • | Mounting Kit for 30 mm (1.18") Tube |  |  | 156 | 156 | 0
|  | • | Bird Kit for Reducing Bird Interference During Wind and Rain Measurement |  |  | 187 | 187 | 0
|  | • | Mounting Kit and Bird Kit |  |  | 300 | 300 | 0
| Supporting Software |  | None |  |  |  |  | 0
|  | • | Configuration Tool for Windows and USB Service Cable |  |  | 192 | 192 | 0
| Manual |  | No User's Guide |  |  |  |  | 0
|  | • | WXT User Guide English WXT530 Series |  |  | 21 | 21 | 0
|  | • | WXT User Guide French WXT530 Series |  |  | 21 | 21 | 0
|  | • | WXT User Guide Japanese WXT530 Series |  |  | 21 | 21 | 0
|  | • | WXT User Guide Chinese WXT530 Series |  |  | 21 | 21 | 0
|  | • | WXT User Guide German WXT530 Series |  |  | 21 | 21 | 0
|  | • | WXT User Guide Russia WXT530 Series |  |  | 21 | 21 | 0
| Packing |  | WXT530 Series Standard Packing |  |  |  |  | 0
|  |  | Packing Including Russian language Formular (documentation for customs) |  |  |  |  | 0
| Calibration Certificate |  | No Calibration Certificate No Test Reports |  |  |  |  | 0
|  |  | Factory Test Reports WXT530 |  |  |  |  | 0
|  | • | Accredited Wind Calibration MEASNET |  |  | 654 | 654 | 0
[6 empty] | 0 | 0 | 0
Note: |  | Selections in bold are included in the prices of the basic versions.
| • | Selections in italic are available at an extra price.
Links: |  | User guide
Datasheet
Technical drawing
Services (online store)
1
2
3
4
5
6
A
B
C
D
E
G
H
J
K
L
R
T
U
1
2
3
4
A
B
C
1
2
A
R
S
1
2
3
4
5
6
A
B
C
D
1
2
A
B
C
D
E
F
G
1
3
A
B
C

## WXT530
[20 empty] | Select grey column and press delete to clear selections => |  |  | FALSE
TRUE
|  |  | Price valid from: 2025-04-23 |  | Back to Index | [17 empty] | FALSE
[77 empty] | 1 AND 2 AND 3 | 1 AND (2 OR 3) AND 4 AND 5 | 1 AND (2 OR 3) AND 4 AND 5 | 1 AND 2 AND 3 | 1 AND 2 AND 3 | 1 AND 2 AND 3 | 1 AND 2 AND 3 | (1 AND 2 AND 3) OR (1 AND 2 AND 4) | 1 AND 2 AND 3 | (1 AND (NOT (2 OR 3 OR 4)) AND 5 AND 6) | (1 AND (NOT (2 OR 3 OR 4)) AND 5 AND 6) | (1 AND 2 AND 5) OR (1 AND 3 AND 5) OR (1 AND 4 AND 5) | (1 AND 2 AND 3 AND 4 AND 5) | 1 AND 2 AND 3 AND 4
WXT530
Weather Transmitter WXT530 Series | [18 empty] | 0%
|  |  |  | Sparepart | Not valid Configuration | 1 | 2 | 3 | 4 | 5 | 6 | 7 | 8 | 9 | 10 | 11 | 12 | List Price (CAD) | Discounted
| Weather Transmitter WXT530 Series |  |  |  | WXT530 | [12 empty] | 0 | 0 | Status | Selected | 0 | 0 | 0 | 0 | 0 | 0 | 0 | 0 | 0 | 0 | 0 | 0 | 0 | 0 | 0 | 0 | 0 | 0 | 0 | 0 | 0 | 0 | 0 | 0 | 0 | 0 | 0 | 0 | 0 | 0 | 0 | 0 | 0 | 0 | 0 | 0 | 0 | 0 | 0 | 0 | 0 | 0 | 0 | 0 | 0 | 0 | 0 | 0 | 0 | 0 | 0 | 0 | 0 | 0 | 0 | 0 | 100 | 100 | 0 | 0 | 0 | 0 | 0 | 0 | 0 | 0 | 0 | 120 | 0
1 | Version | • | WXT531 Measurement Parameters: Rain | [14 empty] | 1941 | 1941 | 0 |  | 0 | -1 | -1 | -1 | -1 | -1 | bar: 1
|  | • | WXT532 Measurement Parameters: Wind |  |  | 1: 2 | 2153 | 2153 | 0 |  | -1 | 0 | -1 | -1 | -1 | -1 | [8 empty] | 1 | 1 |  |  |  |  | 1 | 1
|  | • | WXT533 Measurement Parameters: Wind, Rain |  |  | 1: 3 | 3068 | 3068 | 0 |  | -1 | -1 | 0 | -1 | -1 | -1
|  | • | WXT534 Measurement Parameters: Pressure, Temperature, Relative Humidity |  |  | 1: 4 | 3339 | 3339 | 0 |  | -1 | -1 | -1 | 0 | -1 | -1
|  | • | WXT535 Measurement Parameters: Rain, Pressure, Temperature, Relative Humidity |  |  | 1: 5 | 3533 | 3533 | 0 |  | -1 | -1 | -1 | -1 | 0 | -1
|  | • | WXT536 Measurement Parameters: Wind, Rain, Pressure, Temp., Relative Humidity |  |  | 1: 6 | 4035 | 4035 | 0 |  | -1 | -1 | -1 | -1 | -1 | 0 | [16 empty] | 1
2 | Communication Interface |  | SDI-12 v 1.3 1200 BAUD, 7, E, 1 | [16 empty] | -100 | [7 empty] | 0 | -1 | -1 | -1 | -1 | -1 | -1 | -1 | -1 | -1 | -1 | -1 | -1 | [38 empty] | -1 | [7 empty] | -1 | bar: 2
|  |  | RS-232, Standard ASCII Auto, 19200 baud,8,N,1 | [16 empty] | -100 | [7 empty] | -1 | 0 | -1 | -1 | -1 | -1 | -1 | -1 | -1 | -1 | -1 | -1 | -1 | [38 empty] | -1 | [7 empty] | -1 | bar: 2
|  |  | RS-485 Standard ASCII Polled,19200 baud,8,N,1 | [16 empty] | -100 | [7 empty] | -1 | -1 | 0 | -1 | -1 | -1 | -1 | -1 | -1 | -1 | -1 | -1 | -1 | [38 empty] | -1 | [7 empty] | -1 | bar: 2
|  |  | RS-485 Standard ASCII Polled,9600 baud,8,N,1 | [16 empty] | 220 | [7 empty] | -1 | -1 | -1 | 0 | -1 | -1 | -1 | -1 | -1 | -1 | -1 | -1 | -1 | [10 empty] | 1 | [26 empty] | 1 | [7 empty] | 1 |  |  | 1 | bar: 2
|  |  | RS-422, Standard ASCII Auto, 19200 baud,8,N,1 | [16 empty] | -100 | [7 empty] | -1 | -1 | -1 | -1 | 0 | -1 | -1 | -1 | -1 | -1 | -1 | -1 | -1 | [38 empty] | -1 | [7 empty] | -1 | bar: 2
|  |  | RS-422, NMEA 0183 v 3.0 4800 baud, 8, N, 1 | [16 empty] | -100 | [7 empty] | -1 | -1 | -1 | -1 | -1 | 0 | -1 | -1 | -1 | -1 | -1 | -1 | -1 | [38 empty] | -1 | [7 empty] | -1 | bar: 2
|  | • | USB RS-232, 1.4m USB-M12 Cable ASCII Auto,19200,8,N,1 | [14 empty] | 158 | 158 | -100 | [7 empty] | -1 | -1 | -1 | -1 | -1 | -1 | 0 | -1 | -1 | -1 | -1 | -1 | -1 | [38 empty] | -1 | [7 empty] | -1 | bar: 2
|  | • | USB RS-485, 1.4m USB-M12 Cable, ASCII Polled,19200,8,N,1 | [14 empty] | 158 | 158 | -100 | [7 empty] | -1 | -1 | -1 | -1 | -1 | -1 | -1 | 0 | -1 | -1 | -1 | -1 | -1 | [38 empty] | -1 | [7 empty] | -1 | bar: 2
|  |  | WXT mA Output 4-20 mA WXT530 Series | [16 empty] | -100 |  | -1 |  | -1 | -1 | -1 | -1 | -1 | -1 | -1 | -1 | -1 | -1 | -1 | -1 | 0 | -1 | -1 | -1 | -1 | [38 empty] | -1 | [7 empty] | -1 | bar: 2
|  |  | WXT mA Output 0-20 mA WXT530 Series | [16 empty] | -100 |  | -1 |  | -1 | -1 | -1 | -1 | -1 | -1 | -1 | -1 | -1 | -1 | -1 | -1 | -1 | 0 | -1 | -1 | -1 | [38 empty] | -1 | [7 empty] | -1 | bar: 2
|  |  | RS-485, NMEA 0183 v 3.0 4800 baud, 8, N, 1 | [16 empty] | -100 | [7 empty] | -1 | -1 | -1 | -1 | -1 | -1 | -1 | -1 | -1 | -1 | 0 | -1 | -1 | [38 empty] | -1 | [7 empty] | -1 | bar: 2
|  |  | RS-485 ASCII auto with CRC 4800 Baud,8,N,1 | [16 empty] | -100 | [7 empty] | -1 | -1 | -1 | -1 | -1 | -1 | -1 | -1 | -1 | -1 | -1 | 0 | -1 | [38 empty] | -1 | [7 empty] | -1 | bar: 2
|  |  | RS-485, Modbus RTU, server, 19200 baud, 8, E, 1 | [16 empty] | -100 | [7 empty] | -1 | -1 | -1 | -1 | -1 | -1 | -1 | -1 | -1 | -1 | -1 | -1 | 0 | [38 empty] | -1 | [7 empty] | -1 | bar: 2
3 | Analog Interfaces |  | No Analog Inputs/Outputs WXT530 | [16 empty] | 220 | [15 empty] | -1 | -1 |  |  |  | 0 | -1 | -1 | -1 | [33 empty] | 1 |  |  | 1 |  |  |  |  | 1 |  |  | 1 | bar: 3
|  | • | Analog Outputs 2x 0...20mA for WS and WD |  |  | 3: 2 | 166 | 166 | -100 |  | -1 |  | -1 | -1 | -1 | -1 | [8 empty] | -1 | 1 |  |  |  | -1 | 0 | -1 | -1 | [34 empty] | -1 | -1 | [6 empty] | -1
|  | • | Analog Outputs 2x 4...20mA for WS and WD |  |  | 3: 3 | 166 | 166 | -100 |  | -1 |  | -1 | -1 | -1 | -1 | [8 empty] | 1 | -1 |  |  |  | -1 | -1 | 0 | -1 | [34 empty] | -1 | -1 | [6 empty] | -1
|  | • | Analog Inputs: Temp. SR. 10uV/W/m^2, Level (0...5V), TB. (0.2mm) |  |  | 3: 4 | 563 | 563 | -100 |  | -1 | -1 | -1 | -1 | -1 | [14 empty] | -1 | -1 | -1 | 0 | [34 empty] | -1 | [7 empty] | -1
4 | Data Connector |  | No Connector (Bushing and Grounding Accessories Included) | [16 empty] | -100 | [13 empty] | -1 | -1 | [9 empty] | 0 | -1 | -1 | [31 empty] | -1 | [7 empty] | -1 | bar: 4
|  | • | 8-pin M12 Male Connector (Bushing and Grounding Accessories Included) | [14 empty] | 91 | 91 | 220 | [24 empty] | -1 | 0 | -1 | [30 empty] | 1 | [7 empty] | 1 |  |  | 1 | bar: 4
|  |  | No Connector, No Bushing, No Grounding Accessories | [16 empty] | -100 | [24 empty] | -1 | -1 | 0 | [31 empty] | -1 |  |  | 1 |  |  |  |  | -1 | bar: 4
5 | Heating |  | No Sensor Heating | [16 empty] | 220 | [27 empty] | 0 | -1 | [28 empty] | 1 | [10 empty] | 1 | bar: 5
|  | • | Sensor Heating |  |  | 5: 2 | 162 | 162 | -100 | [27 empty] | -1 | 0 | [29 empty] | -1 |  | 1 | 1
6 | User Profile |  | Standard User Profile | [16 empty] | -100 | [29 empty] | 0 | -1 | -1 | [26 empty] | -1 | [7 empty] | -1 | bar: 6
|  |  | BEAM User Profile | [16 empty] | 220 | [29 empty] | -1 | 0 | -1 | [25 empty] | 1 | [7 empty] | 1 |  |  | 1 | bar: 6
|  |  | CXT530 User Profile | [16 empty] | 0 | [29 empty] | -1 | -1 | 0 | bar: 6
7 | Cable |  | No Cable | [16 empty] | 220 | [32 empty] | 0 | -1 | -1 | -1 | -1 | -1 | [19 empty] | 1 |  |  | 1 | 1 |  |  |  | 1 |  |  | 1 | bar: 7
|  | • | Shielded 2m Cable, 8-pin M12 Connector in One End |  |  | 7: 2 | 142 | 142 | -100 | [32 empty] | -1 | 0 | -1 | -1 | -1 | -1 | [20 empty] | -1 | [7 empty] | -1
|  | • | Shielded 10m Cable, 8-pin M12 Connector in One End |  |  | 7: 3 | 250 | 250 | -100 | [32 empty] | -1 | -1 | 0 | -1 | -1 | -1 | [20 empty] | -1 | [7 empty] | -1
|  | • | Shielded 10m Cable, 8-pin M12 Connector in Both Ends |  |  | 7: 4 | 290 | 290 | -100 | [32 empty] | -1 | -1 | -1 | 0 | -1 | -1 | [20 empty] | -1 | [7 empty] | -1
|  | • | Shielded 40m Cable, 12 wires, Open Ends in Both Ends |  |  | 7: 5 | 527 | 527 | -100 | [25 empty] | -1 | [6 empty] | -1 | -1 | -1 | -1 | 0 | -1 | [20 empty] | -1 | [7 empty] | -1
|  | • | Shielded 50m Cable, 8-pin M12 Connector in One End (reqs 24 VDC Power Supply) |  |  | 7: 6 | 476 | 476 | -100 | [32 empty] | -1 | -1 | -1 | -1 | -1 | 0 | [20 empty] | -1 | [7 empty] | -1
8 | Installation Accessories |  | No Installation Accessories | [16 empty] | 0 | [38 empty] | 0 | -1 | -1 | -1 | bar: 8
|  | • | Mounting Kit for 30 mm (1.18") Tube | [14 empty] | 156 | 156 | 0 | [38 empty] | -1 | 0 | -1 | -1 | bar: 8
|  | • | Bird Kit for Reducing Bird Interference During Wind and Rain Measurement | [14 empty] | 187 | 187 | 0 | [38 empty] | -1 | -1 | 0 | -1 | [19 empty] | 1 | bar: 8
|  | • | Mounting Kit and Bird Kit | [14 empty] | 300 | 300 | 220 | [38 empty] | -1 | -1 | -1 | 0 | [15 empty] | 1 | [7 empty] | 1 |  |  | 1 | bar: 8
9 | Supporting Software |  | None | [16 empty] | 220 | [42 empty] | 0 | -1 | [13 empty] | 1 |  |  |  | 1 |  |  |  | 1 |  |  | 1 | bar: 9
|  | • | Configuration Tool for Windows and USB Service Cable |  |  | 9: 2 | 192 | 192 | -100 | [42 empty] | -1 | 0 | [14 empty] | -1 | [7 empty] | -1
10 | Manual |  | No User's Guide | [16 empty] | 220 | [44 empty] | 0 | -1 | -1 | -1 | -1 | -1 | -1 | [6 empty] | 1 |  |  |  | 1 |  |  |  | 1 |  |  | 1 | bar: 10
|  | • | WXT User Guide English WXT530 Series | [14 empty] | 21 | 21 | 0 | [44 empty] | -1 | 0 | -1 | -1 | -1 | -1 | -1 | bar: 10
|  | • | WXT User Guide French WXT530 Series | [14 empty] | 21 | 21 | 0 | [44 empty] | -1 | -1 | 0 | -1 | -1 | -1 | -1 | bar: 10
|  | • | WXT User Guide Japanese WXT530 Series | [14 empty] | 21 | 21 | 0 | [44 empty] | -1 | -1 | -1 | 0 | -1 | -1 | -1 | bar: 10
|  | • | WXT User Guide Chinese WXT530 Series | [14 empty] | 21 | 21 | 0 | [44 empty] | -1 | -1 | -1 | -1 | 0 | -1 | -1 | bar: 10
|  | • | WXT User Guide German WXT530 Series | [14 empty] | 21 | 21 | 0 | [44 empty] | -1 | -1 | -1 | -1 | -1 | 0 | -1 | bar: 10
|  | • | WXT User Guide Russia WXT530 Series | [14 empty] | 21 | 21 | 0 | [44 empty] | -1 | -1 | -1 | -1 | -1 | -1 | 0 | bar: 10
11 | Packing |  | WXT530 Series Standard Packing | [16 empty] | 220 | [50 empty] | -1 | 0 | -1 |  |  |  |  | 1 | [7 empty] | 1 |  |  | 1 | bar: 11
|  |  | Packing Including Russian language Formular (documentation for customs) |  |  | 11: 3 |  |  | -100 | [51 empty] | -1 | 0 | [5 empty] | -1 | [7 empty] | -1
12 | Calibration Certificate |  | No Calibration Certificate No Test Reports | [16 empty] | -100 | [53 empty] | 0 | -1 | -1 |  |  | -1 |  |  | 1 |  |  |  |  | -1 | bar: 12
|  |  | Factory Test Reports WXT530 | [16 empty] | 220 | [53 empty] | -1 | 0 | -1 |  | 1 | [7 empty] | 1 |  |  | 1 | bar: 12
|  | • | Accredited Wind Calibration MEASNET | [14 empty] | 654 | 654 | -100 |  | -1 |  |  | -1 | -1 | [47 empty] | -1 | -1 | 0 |  |  | -1 | [7 empty] | -1 | bar: 12
[5 empty] | WXT530 | [12 empty] | 0 | 0 | 0
Note: |  | Selections in bold are included in the prices of the basic versions.
| • | Selections in italic are available at an extra price.
Links: |  | User guide
Datasheet
Technical drawing
Vaisala.com product page
Services (online store)
accessory |  |  |  | item code
Mounting Kit WXT and WMT |  |  |  | 212792 | [13 empty] | 205 | 205
Bird Kit WXT |  |  |  | 212793 | [13 empty] | 234 | 234
Connector, M12, Cable, SH 8(M), Screw, CLR |  |  |  | 214273 | [13 empty] | 80 | 80
Cable 40m Shielded 12-pin open end wires SP |  |  |  | 217020 | [13 empty] | 527 | 527
WXT Radiation Shield Spare Part Set |  |  |  | 218817SP | [13 empty] | 293 | 293
Vaisala Configuration Tool USB Service Cable SP |  |  |  | 220614 | [13 empty] | 280 | 280
Cable USB RS-232/485 1.4m USB / M12 SP |  |  |  | 220782 | [13 empty] | 195 | 195
Bushing And Grounding Accessory Kit |  |  |  | 222109 | [13 empty] | 55 | 55
Cable 2m Shielded 8-pin M12 SP |  |  |  | 222287 | [13 empty] | 142 | 142
WXT Bottom Connector Kit Spare Part |  |  |  | 224171 | [13 empty] | 110 | 110
Nokeval Converter 7470, Serial in, 4 Analog out, Compliant w. WXT530 |  |  |  | 229104 | [13 empty] | 719 | 719
Nokeval Programming Kit |  |  |  | 229110 | [13 empty] | 116 | 116
Cable, Instrumentation, SH M12/8(F)-Open, 8x0.25mm2, 50m, PP/PUR, HF, BLK |  |  |  | 245931 | [13 empty] | 476 | 476
Cable USB with power supply RS-232 / 485 USB/M12SP / 100-240VAC |  |  |  | 263193SP | [13 empty] | 396 | 396
Cable 10m Shielded 8-pin M12 connectors on both ends SP |  |  |  | CBL210679 | [13 empty] | 290 | 290
Cable 10m M12/8(F) shielded, 36mm open leads |  |  |  | CBL211021-10M | [13 empty] | 250 | 250
Cable 2m M12/8(F) shielded, 36mm open leads |  |  |  | CBL211021-2M | [13 empty] | 142 | 142
Temperature Sensor Tm-Pt1000 for WXT530 Series |  |  |  | TM-PT1000 | [13 empty] | 381 | 381
Vaisala Surge Protector no Connectors |  |  |  | WSP150 | [13 empty] | 530 | 530
Vaisala Surge Protector with Connectors for 220782 and 215952 |  |  |  | WSP152 | [13 empty] | 654 | 654
WXT530 Bottom Assy with Analog Input Board SP |  |  |  | WXT530BOTTOMANAINSP | [13 empty] | 358 | 358
WXT530 Bottom Assy with Digital Board SP |  |  |  | WXT530BOTTOMDIGISP | [13 empty] | 300 | 300
WXT530 Bottom Assy with mA Output Board SP |  |  |  | WXT530BOTTOMMAOUTSP | [13 empty] | 358 | 358
WXTPTU-Module Spare Part |  |  |  | WXTPTUSP | [13 empty] | 400 | 400
Service |  |  |  | item code
Fixed Price Repair for Weather Transmitter |  |  |  | WXT530SERV123 | [13 empty] | 1392 | 1392
Fixed Price Repair for Weather Transmitter |  |  |  | WXT530SERV456 | [13 empty] | 2099 | 2099
1
2
3
4
5
6
A
B
C
D
E
G
H
J
K
L
R
T
U
1
2
3
4
A
B
C
1
2
A
R
S
1
2
3
4
5
6
A
B
C
D
1
2
A
B
C
D
E
F
G
1
3
A
B
C

## WMT700
[21 empty] | Select grey column and press delete to clear selections => |  |  | TRUE
TRUE
|  |  | Price valid from: 2025-04-23 |  | Back to Index | [18 empty] | FALSE
[108 empty] | 1 AND 2 AND (3 OR 4) | 1 AND 2 AND (3 OR 4) | 1 AND 2 AND (3 OR 4) | 1 AND (NOT 2)
WMT700
Ultrasonic Wind Sensor WMT700 Series | [19 empty] | 0%
|  |  |  | Sparepart | Not valid Configuration | 1 | 2 | 3 | 4 | 5 | 6 | 7 | 8 | 9 | 10 | 11 | 12 | 13 | List Price (CAD) | Discounted
| Ultrasonic Wind Sensor WMT700 Series |  |  |  | WMT700 | [13 empty] | 0 | 0 | Status | Selected | 0 | 0 | 0 | 0 | 0 | 0 | 0 | 0 | 0 | 0 | 0 | 0 | 0 | 0 | 0 | 0 | 0 | 0 | 0 | 0 | 0 | 0 | 0 | 0 | 0 | 0 | 0 | 0 | 0 | 0 | 0 | 0 | 0 | 0 | 0 | 0 | 0 | 0 | 0 | 0 | 0 | 0 | 0 | 0 | 0 | 0 | 0 | 0 | 0 | 0 | 0 | 0 | 0 | 0 | 0 | 0 | 0 | 0 | 0 | 0 | 0 | 0 | 0 | 0 | 0 | 0 | 0 | 0 | 0 | 0 | 0 | 0 | 0 | TRUE | 0 | 0 | 0 | 0 | 0 | 0 | 0 | 0 | 0 | 0 | 0 | 0 | 0 | 0 | 1 | bar: 11
1 | Measurement Range | • | 0...40 m/s | [15 empty] | 1932 | 1932 | 0 |  | 0 | -1 | -1 | -1 | -1 | -1 | -1 | -1 | -1 | bar: 1
|  | • | 0...65 m/s |  |  | 1: 2 | 2900 | 2900 | 0 |  | -1 | 0 | -1 | -1 | -1 | -1 | -1 | -1 | -1 | [78 empty] | 1
|  | • | 0...75 m/s |  |  | 1: 3 | 3867 | 3867 | 0 |  | -1 | -1 | 0 | -1 | -1 | -1 | -1 | -1 | -1 | [76 empty] | 1 | 1
|  | • | 0...90 m/s |  |  | 1: 4 | 4833 | 4833 | 0 |  | -1 | -1 | -1 | 0 | -1 | -1 | -1 | -1 | -1
|  | • | 0...40 m/s + Accredited Wind Calibration | [15 empty] | 2614 | 2614 | 0 |  | -1 | -1 | -1 | -1 | 0 | -1 | -1 | -1 | -1 | bar: 1
|  | • | 0...65 m/s + Accredited Wind Calibration | [15 empty] | 3583 | 3583 | 0 |  | -1 | -1 | -1 | -1 | -1 | 0 | -1 | -1 | -1 | bar: 1
|  | • | 0...75 m/s + Accredited Wind Calibration | [15 empty] | 4547 | 4547 | 0 |  | -1 | -1 | -1 | -1 | -1 | -1 | 0 | -1 | -1 | bar: 1
|  | • | 0...90 m/s + Accredited Wind Calibration | [15 empty] | 5494 | 5494 | 0 |  | -1 | -1 | -1 | -1 | -1 | -1 | -1 | 0 | -1 | bar: 1
|  | • | Production validation for WMT700 (For Internal Use) | [15 empty] | 12643 | 12643 | 0 |  | -1 | -1 | -1 | -1 | -1 | -1 | -1 | -1 | 0 | bar: 1
2 | Temperature Range | • | -10...+60 °C | [15 empty] | 550 | 550 | 0 | [10 empty] | 0 | -1 | -1 | [15 empty] | -1 | bar: 2
|  | • | -40...+60 °C | [15 empty] | 1119 | 1119 | 0 | [10 empty] | -1 | 0 | -1 | [75 empty] | 1 | bar: 2
|  | • | -55...+70 °C | [15 empty] | 1687 | 1687 | 0 | [10 empty] | -1 | -1 | 0 | [73 empty] | 1 | 1 | bar: 2
3 | Heating |  | No Heating | [17 empty] | 0 | [13 empty] | 0 | -1 | -1 | -1 | [70 empty] | 1 | bar: 3
|  | • | Transducer Heating |  |  | 3: 2 | 589 | 589 | 0 | [13 empty] | -1 | 0 | -1 | -1 | [69 empty] | 1 |  | 1
|  | • | Transducer and Arm Heating |  |  | 3: 3 | 1023 | 1023 | 0 | [13 empty] | -1 | -1 | 0 | -1
|  | • | Transducer, Arm and Body Heating |  |  | 3: 4 | 1554 | 1554 | 0 | [13 empty] | -1 | -1 | -1 | 0
4 | Digital Communication Interface |  | Isolated Serial Output RS485 | [17 empty] | 0 | [17 empty] | 0 | -1 | -1 | -1 | [65 empty] | 1 | 1 | 1 | bar: 4
|  |  | Isolated Serial Output RS422 | [17 empty] | 0 | [17 empty] | -1 | 0 | -1 | -1 | bar: 4
|  |  | Isolated Serial Output RS232 | [17 empty] | 0 | [17 empty] | -1 | -1 | 0 | -1 | bar: 4
|  |  | Isolated Serial Output SDI-12 | [17 empty] | 0 | [17 empty] | -1 | -1 | -1 | 0 | bar: 4
5 | Digital Communication Profile |  | WMT700 Default |  |  | 5: 0 |  |  | 0 | [20 empty] | -1 | 0 | -1 | -1 | -1 | -1 | -1 | -1 | -1 | -1 | -1 | -1 | -1 | -1 | [52 empty] | 1 | 1
|  |  | WS425 ASCII | [17 empty] | 0 | [20 empty] | -1 | -1 | 0 | -1 | -1 | -1 | -1 | -1 | -1 | -1 | -1 | -1 | -1 | -1 | bar: 5
|  |  | WS425 NMEA Extended |  |  | 5: 2 |  |  | 0 | [20 empty] | -1 | -1 | -1 | 0 | -1 | -1 | -1 | -1 | -1 | -1 | -1 | -1 | -1 | -1 | [54 empty] | 1
|  |  | WS425 SDI-12 |  |  | 5: 3 |  |  | 0 | [20 empty] | 1 | -1 | -1 | -1 | 0 | -1 | -1 | -1 | -1 | -1 | -1 | -1 | -1 | -1
|  |  | WS425 ASOS |  |  | 5: 4 |  |  | 0 | [20 empty] | -1 | -1 | -1 | -1 | -1 | 0 | -1 | -1 | -1 | -1 | -1 | -1 | -1 | -1
|  |  | ROSA MES12 |  |  | 5: 5 |  |  | 0 | [20 empty] | -1 | -1 | -1 | -1 | -1 | -1 | 0 | -1 | -1 | -1 | -1 | -1 | -1 | -1
|  |  | Non-Federal AWOS |  |  | 5: 6 |  |  | 0 | [20 empty] | -1 | -1 | -1 | -1 | -1 | -1 | -1 | 0 | -1 | -1 | -1 | -1 | -1 | -1
|  |  | Federal AWOS |  |  | 5: 7 |  |  | 0 | [10 empty] | -1 | [9 empty] | -1 | -1 | -1 | -1 | -1 | -1 | -1 | -1 | 0 | -1 | -1 | -1 | -1 | -1
|  |  | AWS520 NMEA Extended |  |  | 5: 8 |  |  | 0 | [20 empty] | -1 | -1 | -1 | -1 | -1 | -1 | -1 | -1 | -1 | 0 | -1 | -1 | -1 | -1
|  |  | Low Power Mode for AWS310 |  |  | 5: 9 |  |  | 0 | [20 empty] | -1 | -1 | -1 | -1 | -1 | -1 | -1 | -1 | -1 | -1 | 0 | -1 | -1 | -1
|  |  | MARINE 1 NMEA Extended Compatible with Vaisala WID411/511 Display | [17 empty] | 0 | [20 empty] | -1 | -1 | -1 | -1 | -1 | -1 | -1 | -1 | -1 | -1 | -1 | 0 | -1 | -1 | bar: 5
|  |  | MARINE 2 NMEA Standard, Compatible with Marine Display | [17 empty] | 0 | [20 empty] | -1 | -1 | -1 | -1 | -1 | -1 | -1 | -1 | -1 | -1 | -1 | -1 | 0 | -1 | bar: 5
|  |  | AW20 NMEA Standard | [17 empty] | 0 | [20 empty] | -1 | -1 | -1 | -1 | -1 | -1 | -1 | -1 | -1 | -1 | -1 | -1 | -1 | 0 | bar: 5
6 | Digital Communication Units |  | Output Unit M/S | [17 empty] | 0 | [34 empty] | 0 | -1 | -1 | -1 | [48 empty] | 1 | 1 | 1 | bar: 6
|  |  | Output Unit KNOTS | [17 empty] | 0 | [34 empty] | -1 | 0 | -1 | -1 | bar: 6
|  |  | Output Unit MPH | [17 empty] | 0 | [34 empty] | -1 | -1 | 0 | -1 | bar: 6
|  |  | Output Unit KM/H | [17 empty] | 0 | [34 empty] | -1 | -1 | -1 | 0 | bar: 6
7 | Analog Output Signals for Wind Speed Channel |  | Analog Output Disabled for Wind Speed |  |  | 7: 0 |  |  | 0 | [38 empty] | 0 | -1 | -1 | -1 | -1 | -1 | -1 | -1 | -1 | [39 empty] | 1 | 1 | 1
|  |  | Voltage Output 100 mV/m/s | [17 empty] | 0 | [38 empty] | -1 | 0 | -1 | -1 | -1 | -1 | -1 | -1 | -1 | bar: 7
|  |  | Current Output 4...20 mA |  |  | 7: 3 |  |  | 0 | [38 empty] | -1 | -1 | 0 | -1 | -1 | -1 | -1 | -1 | -1
|  |  | Current Output 0.2 mA/m/s |  |  | 7: 4 |  |  | 0 | [38 empty] | -1 | -1 | -1 | 0 | -1 | -1 | -1 | -1 | -1
|  |  | Frequency Output 10 Hz/m/s |  |  | 7: 6 |  |  | 0 | [38 empty] | -1 | -1 | -1 | -1 | 0 | -1 | -1 | -1 | -1
|  |  | WS425-Voltage Output 8 mV/mph |  |  | 7: 7 |  |  | 0 | [38 empty] | -1 | -1 | -1 | -1 | -1 | 0 | -1 | -1 | -1
|  |  | WS425-Frequency Output 5 Hz/mph |  |  | 7: 8 |  |  | 0 | [38 empty] | -1 | -1 | -1 | -1 | -1 | -1 | 0 | -1 | -1
|  |  | Pull Up Frequency Output 10 Hz/m/s (PNP) | [17 empty] | 0 | [38 empty] | -1 | -1 | -1 | -1 | -1 | -1 | -1 | 0 | -1 | bar: 7
|  |  | Pull Down Frequency Output 10 Hz/m/s (NPN) | [17 empty] | 0 | [38 empty] | -1 | -1 | -1 | -1 | -1 | -1 | -1 | -1 | 0 | bar: 7
8 | Analog Output Signals for Wind Direction Channel |  | Analog Output Disabled for Wind Direction |  |  | 8: 0 |  |  | 0 | [47 empty] | 0 | -1 | -1 | -1 | -1 | [34 empty] | 1 | 1 | 1
|  |  | Voltage Output 20mV/Deg | [17 empty] | 0 | [47 empty] | -1 | 0 | -1 | -1 | -1 | bar: 8
|  |  | Current Output 50uA/Deg | [17 empty] | 0 | [47 empty] | -1 | -1 | 0 | -1 | -1 | bar: 8
|  |  | Current Output 4...20 mA 44.444 uA/Deg | [17 empty] | 0 | [47 empty] | -1 | -1 | -1 | 0 | -1 | bar: 8
|  |  | Potentiometer Output (WS425) | [17 empty] | 0 | [47 empty] | -1 | -1 | -1 | -1 | 0 | bar: 8
9 | Cable |  | No Cable | [17 empty] | 0 | [52 empty] | 0 | -1 | -1 | -1 | -1 | -1 | -1 | -1 | -1 | -1 | -1 | -1 | -1 | bar: 9
|  | • | Standard Cable 2 m, cable connector, open leads on one end |  |  | 9: 2 | 172 | 172 | 0 | [16 empty] | -1 | [35 empty] | -1 | 0 | -1 | -1 | -1 | -1 | -1 | -1 | -1 | -1 | -1 | -1 | -1
|  | • | Standard Cable 10 m, cable connector, open leads on one end |  |  | 9: 3 | 247 | 247 | 0 | [16 empty] | -1 | [35 empty] | -1 | -1 | 0 | -1 | -1 | -1 | -1 | -1 | -1 | -1 | -1 | -1 | -1 | [23 empty] | 1
|  | • | MAWS Cable 10 m |  |  | 9: 4 | 381 | 381 | 0 | [16 empty] | -1 | [11 empty] | -1 | [23 empty] | -1 | -1 | -1 | 0 | -1 | -1 | -1 | -1 | -1 | -1 | -1 | -1 | -1
|  | • | RS485 Cable 2 m, cable connector, open leads on one end |  |  | 9: 8 | 189 | 189 | 0 | [16 empty] | -1 | [11 empty] | -1 | [23 empty] | -1 | -1 | -1 | -1 | 0 | -1 | -1 | -1 | -1 | -1 | -1 | -1 | -1
|  | • | RS485 Cable 10 m, cable connector, open leads on one end |  |  | 9: 9 | 229 | 229 | 0 | [16 empty] | -1 | [11 empty] | -1 | [23 empty] | -1 | -1 | -1 | -1 | -1 | 0 | -1 | -1 | -1 | -1 | -1 | -1 | -1 | [21 empty] | 1 | 1
|  | • | Junction Box with Cable 2m RS422 | [15 empty] | 416 | 416 | 0 | [28 empty] | -1 | [23 empty] | -1 | -1 | -1 | -1 | -1 | -1 | 0 | -1 | -1 | -1 | -1 | -1 | -1 | bar: 9
|  | • | Standard Cable 15 m, cable connector, open leads on one end | [15 empty] | 416 | 416 | 0 | [16 empty] | -1 | [35 empty] | -1 | -1 | -1 | -1 | -1 | -1 | -1 | 0 | -1 | -1 | -1 | -1 | -1 | bar: 9
|  | • | Standard Cable 26 m, cable connector, open leads on one end | [15 empty] | 626 | 626 | 0 | [16 empty] | -1 | [35 empty] | -1 | -1 | -1 | -1 | -1 | -1 | -1 | -1 | 0 | -1 | -1 | -1 | -1 | bar: 9
|  | • | Hybrid Cable 2 m Cable Connector, Open Leads on One End | [15 empty] | 172 | 172 | 0 | [52 empty] | -1 | -1 | -1 | -1 | -1 | -1 | -1 | -1 | -1 | 0 | -1 | -1 | -1 | bar: 9
|  | • | Hybrid Cable 10 m Cable Connector, Open Leads on One End | [15 empty] | 341 | 341 | 0 | [52 empty] | -1 | -1 | -1 | -1 | -1 | -1 | -1 | -1 | -1 | -1 | 0 | -1 | -1 | bar: 9
|  | • | Hybrid Cable 15 m Cable Connector, Open Leads on One End | [15 empty] | 474 | 474 | 0 | [52 empty] | -1 | -1 | -1 | -1 | -1 | -1 | -1 | -1 | -1 | -1 | -1 | 0 | -1 | bar: 9
|  | • | Hybrid Cable 26 m Cable Connector, Open Leads on One End | [15 empty] | 740 | 740 | 0 | [52 empty] | -1 | -1 | -1 | -1 | -1 | -1 | -1 | -1 | -1 | -1 | -1 | -1 | 0 | bar: 9
10 | Mounting Adapter |  | Adapter 228869 only | [17 empty] | 0 | [65 empty] | 0 | -1 | -1 | -1 | -1 | -1 | -1 | -1 | -1 | bar: 10
|  | • | Adapter 228869 with WMT70FIX70 (suitable for generic installation) | [15 empty] | 293 | 293 | 0 | [65 empty] | -1 | 0 | -1 | -1 | -1 | -1 | -1 | -1 | -1 | [12 empty] | 1 | 1 | bar: 10
|  | • | Adapter 228869 with WMT700FIX60-MARINE(suitable for ship installation) | [15 empty] | 910 | 910 | 0 | [65 empty] | -1 | -1 | 0 | -1 | -1 | -1 | -1 | -1 | -1 | [14 empty] | 1 | bar: 10
|  | • | Adapter 228869 with WMT700FIX60-RST | [15 empty] | 410 | 410 | 0 | [65 empty] | -1 | -1 | -1 | 0 | -1 | -1 | -1 | -1 | -1 | bar: 10
|  | • | Adapter 228777 only (suitable for WS425FIX30/60) | [15 empty] | 123 | 123 | 0 | [65 empty] | -1 | -1 | -1 | -1 | 0 | -1 | -1 | -1 | -1 | bar: 10
|  | • | Adapter 228777 with WS425FIX60 | [15 empty] | 350 | 350 | 0 | [65 empty] | -1 | -1 | -1 | -1 | -1 | 0 | -1 | -1 | -1 | bar: 10
|  | • | Adapter 228869 with ASM212140 (suitable for NWS ASOS) | [15 empty] | 103 | 103 | 0 | [65 empty] | -1 | -1 | -1 | -1 | -1 | -1 | 0 | -1 | -1 | bar: 10
|  | • | Adapter 228777 with WAC425 (suitable for inverted mounting) | [15 empty] | 695 | 695 | 0 | [65 empty] | -1 | -1 | -1 | -1 | -1 | -1 | -1 | 0 | -1 | bar: 10
|  | • | Adapter 228869 With ASM214411 | [15 empty] | 137 | 137 | 0 | [65 empty] | -1 | -1 | -1 | -1 | -1 | -1 | -1 | -1 | 0 | bar: 10
11 | Reserved for Future Options |  | No Power Supply | [17 empty] | 0 | TRUE | [73 empty] | 0 | bar: 11
12 | Accessories |  | No Accessories | [17 empty] | 0 | [75 empty] | 0 | -1 | [9 empty] | 1 | 1 | 1 | bar: 12
|  |  | Bird Cage | [17 empty] | 0 | [75 empty] | -1 | 0 | bar: 12
13 | Manuals |  | No User's Guide | [17 empty] | 0 | [77 empty] | 0 | -1 | -1 | -1 | -1 | -1 | -1 | -1 |  | 1 | 1 | 1 | bar: 13
|  | • | English User's Guide |  |  | 13: 2 | 20 | 20 | 0 | [77 empty] | -1 | 0 | -1 | -1 | -1 | -1 | -1 | -1
|  | • | Japanese User's Guide |  |  | 13: 3 | 20 | 20 | 0 | [77 empty] | -1 | -1 | 0 | -1 | -1 | -1 | -1 | -1
|  | • | Chinese User's Guide |  |  | 13: 4 | 20 | 20 | 0 | [77 empty] | -1 | -1 | -1 | 0 | -1 | -1 | -1 | -1
|  | • | Russian User's Guide |  |  | 13: 5 | 20 | 20 | 0 | [77 empty] | -1 | -1 | -1 | -1 | 0 | -1 | -1 | -1
|  | • | French User's Guide |  |  | 13: 7 | 20 | 20 | 0 | [77 empty] | -1 | -1 | -1 | -1 | -1 | 0 | -1 | -1
|  | • | Spanish User's Guide |  |  | 13: 8 | 20 | 20 | 0 | [77 empty] | -1 | -1 | -1 | -1 | -1 | -1 | 0 | -1
|  | • | German User's Guide |  |  | 13: 9 | 20 | 20 | 0 | [77 empty] | -1 | -1 | -1 | -1 | -1 | -1 | -1 | 0
x | Bird cage item | • | Bird Cage | [15 empty] | 483 | 483 | -1 | [76 empty] | 1 | [12 empty] | -1
[5 empty] | WMT700 | [13 empty] | 0 | 0 | 0 | bar: 1
Note: |  | Selections in bold are included in the prices of the basic versions.
| • | Selections in italic are available at an extra price.
Links: |  | User guide
Datasheet
Technical drawing
Vaisala.com product page
Services (online store)
accessory |  |  |  | item code
Cable 10 M For MAWS Installation |  |  |  | 227565SP | [14 empty] | 465 | 465
Cable 2 M Connector + Open Leads |  |  |  | 227567SP | [14 empty] | 210 | 210
Cable 10 M Connector + Open Leads |  |  |  | 227568SP | [14 empty] | 333 | 333
Adapter Cable For WS425 Serial |  |  |  | 227569SP | [14 empty] | 510 | 510
Adapter Cable For WS425 Analog Fout |  |  |  | 227570SP | [14 empty] | 537 | 537
RS485 Cable 2 M Connector + Open Leads |  |  |  | 228259SP | [14 empty] | 265 | 265
RS485 Cable 10 M Connector + Open Leads |  |  |  | 228260SP | [14 empty] | 336 | 336
WMT70 Connector cover Mounting Adapter 30/60 |  |  |  | 228777 | [14 empty] | 123 | 123
WMT70 Connector cover Mounting Adapter 70 |  |  |  | 228869 | [14 empty] | 123 | 123
WMT70 ROSA Cable 10 M Connector + Open Leads |  |  |  | 231425SP | [14 empty] | 475 | 475
WMT700 USB Service Cable |  |  |  | 240855 | [14 empty] | 483 | 483
Universal USB Service Cable with Screw Terminal for RS485 or RS232 |  |  |  | 240884 | [14 empty] | 483 | 483
Wind Display XDi-N 144 incl. NMEA In/Out Extension module |  |  |  | 252307 | [14 empty] | 2486 | 2486
Wind Display XDi-N 192 incl. NMEA In/Out Extension module |  |  |  | 252321 | [14 empty] | 3057 | 3057
Junction box For WMT700 |  |  |  | ASM210719SP | [14 empty] | 674 | 674
WMT700 Mounting Adapter Cylindrical Assembly |  |  |  | ASM212140 | [14 empty] | 72 | 72
WMT700 adapter assembly for 50mm mast tube |  |  |  | ASM214411 | [14 empty] | 137 | 137
Cable 10 M Connector + Open Leads |  |  |  | CBL210706-10MSP | [14 empty] | 367 | 367
Cable 15 M Connector + Open Leads |  |  |  | CBL210706-15MSP | [14 empty] | 493 | 493
Cable 26 M Connector + Open Leads |  |  |  | CBL210706-26MSP | [14 empty] | 747 | 747
Cable 2 M Connector + Open Leads |  |  |  | CBL210706-2MSP | [14 empty] | 210 | 210
Power Junction Box Assembly PJB480 |  |  |  | PJB480 | [14 empty] | 4282 | 4282
Sensor Support Arm for Wind Sensors |  |  |  | WAC425 | [14 empty] | 520 | 520
Mounting Adapter 60mm for WMT700 Wind Sensor |  |  |  | WMT700FIX60-MARINESP | [14 empty] | 910 | 910
Mounting Adapter60mm RST for WMT700 Wind Sensor |  |  |  | WMT700FIX60-RSTSP | [14 empty] | 593 | 593
Bird Cage |  |  |  | WMT70BIRDKIT | [14 empty] | 483 | 483
Crossarm With Mounting Kit |  |  |  | WMT70CROSSARM | [14 empty] | 243 | 243
|  |  |  | WS425BIRDPERCH | [14 empty] | 348 | 348
Mounting Adapter 30mm to 1 IN. Pipe |  |  |  | WS425FIX30 | [14 empty] | 293 | 293
Mounting Adapter 60mm for Wind Sensor |  |  |  | WS425FIX60 | [14 empty] | 293 | 293
Service |  |  |  | item code
Accredited Wind Calibration |  |  |  | WINDCAL | [14 empty] | 1112 | 1112
Functional Test for WMT700 |  |  |  | WMT700TEST | [14 empty] | 713 | 713
Fixed Price Repair for WMT701 |  |  |  | WMT701SERV | [14 empty] | 2424 | 2424
Fixed Price Repair for WMT702 |  |  |  | WMT702SERV | [14 empty] | 2424 | 2424
Fixed Price Repair for WMT703 |  |  |  | WMT703SERV | [14 empty] | 2424 | 2424
Fixed Price Repair for WMT704 |  |  |  | WMT704SERV | [14 empty] | 2424 | 2424
1
2
3
4
A
B
C
D
V
A
B
C
1
2
3
4
A
B
C
D
0
1
2
3
4
5
6
7
8
9
A
B
F
A
B
C
D
0
1
3
4
6
7
8
A
B
0
A
D
E
F
1
2
3
4
8
9
D
E
F
G
H
J
K
A
B
C
D
E
F
G
H
J
1
A
B
1
2
3
4
5
7
8
9

## DPT146
[19 empty] | Select grey column and press delete to clear selections => |  |  | TRUE
TRUE
|  |  | Price valid from: 2025-04-23 |  | Back to Index | [16 empty] | FALSE
(1 AND 2) OR (1 AND 3) OR (1 AND 4) OR (1 AND 5) OR (1 AND 6) OR (1 AND 7) OR (1 AND 8)
DPT146
Dewpoint and Pressure Transmitter, 1...12 bar, Td -70...30 °C | [17 empty] | 0%
|  |  |  | Sparepart | Not valid Configuration | 1 | 2 | 3 | 4 | 5 | 6 | 7 | 8 | 9 | 10 | 11 | List Price (CAD) | Discounted
| Dewpoint and Pressure Transmitter, 1...12 bar, Td -70...30 °C |  |  |  | DPT146 | 10: 0 | 0 | 0 | Status | Selected | 0 | 0 | 0 | 0 | 0 | 0 | 0 | 0 | 0 | 0 | 0 | 0 | 0 | 0 | 0 | 0 | 0 | 0 | 0 | 0 | 0 | 0 | 0 | 0 | 0 | 0 | 0 | 0 | 0 | 0 | 0 | 0 | 0 | 0 | 0 | 0 | 0 | 0 | 0 | 0 | 0 | 0 | 0 | 0 | 0 | 0 | 0 | 0 | 0 | 0 | 0 | 0 | TRUE | 0 | 0 | 0
1 | Mechanical Connection | • | ISO G1/2" Process Connection Thread | [13 empty] | 2666 | 2666 | 0 |  | 0 | -1 | -1 | bar: 1
|  | • | NPT 1/2" Process Connection Thread | [13 empty] | 2666 | 2666 | 0 |  | -1 | 0 | -1 | bar: 1
|  | • | UNF 3/4"-16 Process Connection Thread | [13 empty] | 2666 | 2666 | 0 |  | -1 | -1 | 0 | bar: 1
2 | Measurement Parameters |  | Dewpoint, Pressure, ppm, Dewpoint at atm | [15 empty] | 0 |  |  |  |  | 0 | -1 | bar: 2
|  |  | Dewpoint, Pressure, ppm, Td/f atm and Temperature (for RS-485 Only) |  |  | 2: 2 |  |  | 0 |  |  |  |  | -1 | 0
3 | Analog Output Ch1 & Ch2 + RS-485 as Standard |  | No Analog Output RS-485 Only | [15 empty] | 0 |  |  |  |  | -1 |  | 0 | -1 | -1 | -1 | -1 | -1 | bar: 3
|  |  | 0...5 V | [15 empty] | 0 | [5 empty] | -1 | -1 | 0 | -1 | -1 | -1 | -1 | bar: 3
|  |  | 0...10 V | [15 empty] | 0 | [5 empty] | -1 | -1 | -1 | 0 | -1 | -1 | -1 | bar: 3
|  |  | 4...20 mA | [15 empty] | 0 | [5 empty] | -1 | -1 | -1 | -1 | 0 | -1 | -1 | bar: 3
|  |  | 0...20 mA | [15 empty] | 0 | [5 empty] | -1 | -1 | -1 | -1 | -1 | 0 | -1 | bar: 3
|  |  | Digital Output RS-485 with MODBUS | [15 empty] | 0 |  |  |  |  | -1 |  | -1 | -1 | -1 | -1 | -1 | 0 | bar: 3
4 | Analog Output Parameter or Function for Ch1 |  | No Analog Output for Ch1 | [15 empty] | 0 | [12 empty] | 0 | -1 | -1 | -1 | -1 | -1 | -1 | -1 | -1 | -1 | -1 | bar: 4
|  |  | -80...+20 °C Td/f | [15 empty] | 0 | [12 empty] | -1 | 0 | -1 | -1 | -1 | -1 | -1 | -1 | -1 | -1 | -1 | bar: 4
|  |  | Dew Point -60...+40 °C (-76 ...+104 °F) Td/f | [15 empty] | 0 | [12 empty] | -1 | -1 | 0 | -1 | -1 | -1 | -1 | -1 | -1 | -1 | -1 | bar: 4
|  |  | Absolute Pressure 0….10 bar (0…145 psia) | [15 empty] | 0 | [12 empty] | -1 | -1 | -1 | 0 | -1 | -1 | -1 | -1 | -1 | -1 | -1 | bar: 4
|  |  | 0...500 ppm | [15 empty] | 0 | [12 empty] | -1 | -1 | -1 | -1 | 0 | -1 | -1 | -1 | -1 | -1 | -1 | bar: 4
|  |  | Atmospheric Dew Point -80...+20 °C (-112...+68 °F) Td/f atm | [15 empty] | 0 | [12 empty] | -1 | -1 | -1 | -1 | -1 | 0 | -1 | -1 | -1 | -1 | -1 | bar: 4
|  |  | Absolute Pressure 0….12 bar (0…174 psia) | [15 empty] | 0 | [12 empty] | -1 | -1 | -1 | -1 | -1 | -1 | 0 | -1 | -1 | -1 | -1 | bar: 4
|  |  | free scaling Td/f °C, please define: | [15 empty] | 0 | [12 empty] | -1 | -1 | -1 | -1 | -1 | -1 | -1 | 0 | -1 | -1 | -1 | bar: 4
|  |  | Absolute Pressure, free scale | [15 empty] | 0 | [12 empty] | -1 | -1 | -1 | -1 | -1 | -1 | -1 | -1 | 0 | -1 | -1 | bar: 4
|  |  | free scaling ppm, please define: | [15 empty] | 0 | [12 empty] | -1 | -1 | -1 | -1 | -1 | -1 | -1 | -1 | -1 | 0 | -1 | bar: 4
|  |  | Atmospheric Dew Point free scale | [15 empty] | 0 | [12 empty] | -1 | -1 | -1 | -1 | -1 | -1 | -1 | -1 | -1 | -1 | 0 | bar: 4
5 | Analog Output Parameter or Function for Ch2 |  | No Analog Output for Ch2 | [15 empty] | 0 | [23 empty] | 0 | -1 | -1 | -1 | -1 | -1 | -1 | -1 | -1 | -1 | -1 | bar: 5
|  |  | -80...+20 °C Td/f | [15 empty] | 0 | [23 empty] | -1 | 0 | -1 | -1 | -1 | -1 | -1 | -1 | -1 | -1 | -1 | bar: 5
|  |  | Dew Point -60...+40 °C (-76 ...+104 °F) Td/f | [15 empty] | 0 | [23 empty] | -1 | -1 | 0 | -1 | -1 | -1 | -1 | -1 | -1 | -1 | -1 | bar: 5
|  |  | Absolute Pressure 0….10 bar (0…145 psia) | [15 empty] | 0 | [23 empty] | -1 | -1 | -1 | 0 | -1 | -1 | -1 | -1 | -1 | -1 | -1 | bar: 5
|  |  | 0...500 ppm | [15 empty] | 0 | [23 empty] | -1 | -1 | -1 | -1 | 0 | -1 | -1 | -1 | -1 | -1 | -1 | bar: 5
|  |  | Atmospheric Dew Point -80...+20 °C (-112...+68 °F) Td/f atm | [15 empty] | 0 | [23 empty] | -1 | -1 | -1 | -1 | -1 | 0 | -1 | -1 | -1 | -1 | -1 | bar: 5
|  |  | p absolute pressure 0-12 b | [15 empty] | 0 | [23 empty] | -1 | -1 | -1 | -1 | -1 | -1 | 0 | -1 | -1 | -1 | -1 | bar: 5
|  |  | free scaling Td/f °C, please define: | [15 empty] | 0 | [23 empty] | -1 | -1 | -1 | -1 | -1 | -1 | -1 | 0 | -1 | -1 | -1 | bar: 5
|  |  | Absolute Pressure, free scale | [15 empty] | 0 | [23 empty] | -1 | -1 | -1 | -1 | -1 | -1 | -1 | -1 | 0 | -1 | -1 | bar: 5
|  |  | free scaling ppm, please define: | [15 empty] | 0 | [23 empty] | -1 | -1 | -1 | -1 | -1 | -1 | -1 | -1 | -1 | 0 | -1 | bar: 5
|  |  | Atmospheric Dew Point free scale | [15 empty] | 0 | [23 empty] | -1 | -1 | -1 | -1 | -1 | -1 | -1 | -1 | -1 | -1 | 0 | bar: 5
6 | Output Units |  | Metric Units | [15 empty] | 0 | [34 empty] | 0 | -1 | bar: 6
|  |  | Non Metric Units |  |  | 6: 2 |  |  | 0 | [34 empty] | -1 | 0
7 | Cable for Analog Outputs and Power Supply (Port I) |  | No Cable |  |  | 7: 0 |  |  | 0 | [36 empty] | 0 | -1 | -1 | -1 | -1
|  | • | 0.3 m (1.0 ft) M8 Shielded Cable with Open Wires | [13 empty] | 24 | 24 | 0 | [36 empty] | -1 | 0 | -1 | -1 | -1 | bar: 7
|  | • | 3 m (9.8 ft) M8 Shielded Cable with Open Wires |  |  | 7: 2 | 59 | 59 | 0 | [36 empty] | -1 | -1 | 0 | -1 | -1
|  | • | 5 m (16.4 ft) M8 Shielded Cable with Open Wires |  |  | 7: 3 | 74 | 74 | 0 | [36 empty] | -1 | -1 | -1 | 0 | -1
|  | • | 10 m (32.8 ft) M8 Shielded Cable with Open Wires |  |  | 7: 4 | 150 | 150 | 0 | [36 empty] | -1 | -1 | -1 | -1 | 0
8 | Cable for RS485 Line and Power Supply (Port II) |  | No Service Cable |  |  | 8: 0 |  |  | 0 | [41 empty] | 0 | -1 | -1 | -1 | -1
|  | • | 0.3 m (1.0 ft) M8 Shielded Cable with Open Wires | [13 empty] | 24 | 24 | 0 | [41 empty] | -1 | 0 | -1 | -1 | -1 | bar: 8
|  | • | 3 m (9.8 ft) M8 Shielded Cable with Open Wires |  |  | 8: 2 | 59 | 59 | 0 | [41 empty] | -1 | -1 | 0 | -1 | -1
|  | • | 5 m (16.4 ft) M8 Shielded Cable with Open Wires |  |  | 8: 3 | 74 | 74 | 0 | [41 empty] | -1 | -1 | -1 | 0 | -1
|  | • | 10 m (32.8 ft) M8 Shielded Cable with Open Wires |  |  | 8: 4 | 150 | 150 | 0 | [41 empty] | -1 | -1 | -1 | -1 | 0
9 | Installation Accessories ONLY for ISO1/2" Thread |  | No Accessories | [15 empty] | 0 |  |  | 1 | 1 | [42 empty] | 0 | -1 | -1 | -1 | -1 | -1 | -1 | bar: 9
|  | • | Sampling Cell with Female Connectors, Inlet G3/8", Outlet G1/4" ISO | [13 empty] | 147 | 147 | 0 |  |  | -1 | -1 | [42 empty] | -1 | 0 | -1 | -1 | -1 | -1 | -1 | bar: 9
|  | • | Sampling Cell with Swagelok Connectors for 1/4" Tubing | [13 empty] | 227 | 227 | 0 |  |  | -1 | -1 | [42 empty] | -1 | -1 | 0 | -1 | -1 | -1 | -1 | bar: 9
|  | • | Sampling Cell with 1/4" and 1/2" Quick Connector and Leak Screw | [13 empty] | 177 | 177 | 0 |  |  | -1 | -1 | [42 empty] | -1 | -1 | -1 | 0 | -1 | -1 | -1 | bar: 9
|  | • | Two Pressure Sampling Cell | [13 empty] | 425 | 425 | 0 |  |  | -1 | -1 | [42 empty] | -1 | -1 | -1 | -1 | 0 | -1 | -1 | bar: 9
|  | • | Two Pressure Sampling Cell with Diffusion Coil | [13 empty] | 729 | 729 | 0 |  |  | -1 | -1 | [42 empty] | -1 | -1 | -1 | -1 | -1 | 0 | -1 | bar: 9
|  | • | Duct Installation Flange DM240FA | [13 empty] | 126 | 126 | 0 |  |  | -1 | -1 | [42 empty] | -1 | -1 | -1 | -1 | -1 | -1 | 0 | bar: 9
10 | Special Features |  | No Special Features |  |  | 10: 0 |  |  | 0 | TRUE | [52 empty] | 0
11 | User's Guide |  | No User's Guide | [15 empty] | 0 | [54 empty] | 0 | -1 | bar: 11
|  |  | Multilingual Quick Guide DPT140 | [15 empty] | 0 | [54 empty] | -1 | 0 | bar: 11
[5 empty] | DPT146 | 1: 0 | 0 | 0 | 0
Note: |  | Selections in bold are included in the prices of the basic versions.
| • | Selections in italic are available at an extra price.
Links: |  | User guide
Datasheet
Technical drawing
Vaisala.com product page
Services (online store)
accessory |  |  |  | item code
Protection Plug MP300 Dryflex-moulding |  |  |  | 218675SP | [12 empty] | 121 | 121
Plug Kit Plug G 1/2 with Seal |  |  |  | 218773 | [12 empty] | 60 | 60
USB Service Cable M8-4F, RS485 |  |  |  | 219690 | [12 empty] | 162 | 162
MI70 Connection Cable with M8-4F Connector |  |  |  | 219980SP | [12 empty] | 232 | 232
Mesh Filter 18um + washer Stainless Steel |  |  |  | 220957SP | [12 empty] | 87 | 87
Sealing ring set, 3 pcs D 21,5/28,6 x2,3 U-seal |  |  |  | 221525SP | [12 empty] | 42 | 42
Plug 1/2 Tapered Thread CL- 2611-1/2 KK |  |  |  | 222507 | [12 empty] | 60 | 60
Shielded Cable, M8-4F - Open wires, 3 m |  |  |  | 225229SP | [12 empty] | 90 | 90
Shielded Cable, M8-4F - Open wires, 1.5 m |  |  |  | 225777SP | [12 empty] | 78 | 78
Loop Powered LED Display Nokeval 301 |  |  |  | 226476 | [12 empty] | 399 | 399
FEP Connection Cable, M8-4F - Open wires, 3 m |  |  |  | 226902SP | [12 empty] | 175 | 175
Shielded Cable, 1.5 m SAC-4-P-1.5-PUR/M 8FR SH |  |  |  | 231519SP | [12 empty] | 133 | 133
Connection Cable, M8-4F 90° - open wires, 3 m |  |  |  | 231520SP | [12 empty] | 173 | 173
Shielded Cable, 5 m SAC-4-P-5.0-PUR/M 8FR SH |  |  |  | 231521SP | [12 empty] | 193 | 193
Connection Cable, M8-4F 90° - Open wires, 10 m |  |  |  | 231522SP | [12 empty] | 225 | 225
Bonded Seal Ring M20 set U/SC 20.7x28.0x1.5 |  |  |  | 232912 | [12 empty] | 108 | 108
Shielded Cable, M8-4F - Open wires, 20 m |  |  |  | 235859SP | [12 empty] | 284 | 284
Shielded Cable, M8-4F - Open wires, 15 m |  |  |  | 236407SP | [12 empty] | 236 | 236
Flat cable, M8-4(M) - M8-4(F), 1m |  |  |  | CBL210649SP | [12 empty] | 116 | 116
Splitter cable for probes, 2 x M8-4M - M8-4M, 0.22 m |  |  |  | CBL210834SP | [12 empty] | 53 | 53
Installation Flange ISO1/2 |  |  |  | DM240FASP | [12 empty] | 126 | 126
Cooling/Venting Coil for Sampling Cell |  |  |  | DMCOILSP | [12 empty] | 496 | 496
Sampling Cell DMT242SC with Female Connectors, inlet G3/8" & outlet G1/4" ISO |  |  |  | DMT242SC | [12 empty] | 162 | 162
Sampling Cell DMT242SC2 with Swagelok Connectors for 1/4" Tubing |  |  |  | DMT242SC2 | [12 empty] | 252 | 252
Two Pressure Sampling Cell |  |  |  | DSC74BSP | [12 empty] | 425 | 425
Two Pressure Sampling Cell with Coil |  |  |  | DSC74CSP | [12 empty] | 729 | 729
Service Kit for DSC74 Sampling Cells |  |  |  | DSC74SERVICEKIT | [12 empty] | 74 | 74
Sampling Cell with Quick Connector and Leak Screw |  |  |  | DSC74SP | [12 empty] | 177 | 177
Connection Cable, M8-4F - Open Wires, 0.32 m |  |  |  | HMP50Z032SP | [12 empty] | 42 | 42
Connection Cable, M8-4F - Open Wires, 10 m |  |  |  | HMP50Z1000SP | [12 empty] | 175 | 175
Shielded Cable, 1.20m 4-pin M8 Female Straight |  |  |  | HMP50Z120 | [12 empty] | 59 | 59
Connection Cable, M8-4F - Open Wires, 3 m |  |  |  | HMP50Z300SP | [12 empty] | 67 | 67
Connection Cable, M8-4F - Open Wires, 5 m |  |  |  | HMP50Z500SP | [12 empty] | 87 | 87
Service |  |  |  | item code
Services for DPT146 |  |  |  | DPT146SERVICES
A
B
C
1
2
A
B
C
D
E
M
A
B
C
D
E
F
G
W
X
Y
Z
A
B
C
D
E
F
G
W
X
Y
Z
1
2
0
1
2
3
4
0
1
2
3
4
A
B
C
D
E
F
G
0
A
X

## family SSDSPARE
|  | Price valid from: 2025-04-23 | Back to Index
family SSDSPARE
| Description |  | Product Code | List Price (CAD) | Discounted
| Resistor PTC, Spare Part Pt1000 IEC751 |  | 17086SP | 72 | 72
| Connection Cable, (0.6 m, Molex connector) |  | ASM210962SP | 42 | 42
| HUMICAP180V |  | HUMICAP180V | 209 | 209
| Humidity Sensor Catalytic |  | HUMICAP180VC | 354 | 354

## family HMSP
|  | Price valid from: 2025-04-23 | Back to Index
family HMSP
| Description |  | Product Code | List Price (CAD) | Discounted
| Cable Gland MsNi, M20x1.5, split bushing |  | 262632SP | 62 | 62
| Cable Gland MsNi, 20x1.5 5-9mm |  | ASM213670SP | 62 | 62
| Cable Gland MsNi, 16x1.5 2-6mm |  | ASM213671SP | 62 | 62
| Dummy Plug MsNi, 20x1.5 |  | ASM213672SP | 42 | 42
| Dummy Plug MsNi, 16x1.5 |  | ASM213673SP | 42 | 42
| Connection cable, M12-5F - open wires, 10 m |  | CBL210896-10MSP | 144 | 144
| Connection cable, M12-5F - open wires, 1 m |  | CBL210896-1MSP | 81 | 81
| Connection cable, M12-5F - open wires, 3 m |  | CBL210896-3MSP | 103 | 103
| Connection cable, M12-5F - open wires, 5 m |  | CBL210896-5MSP | 123 | 123
| Adapter plate |  | DRW252186SP | 81 | 81
| Lead-through Set |  | ASM213814SP | 162 | 162
| Connector, M8 Y-distributor, M8/4(M)-2xM8/4(F) |  | 270516 | 53 | 53
| Connection cable, M12-5F - open wires, 0.3 m |  | CBL210896-03MSP | 76 | 76
| Spare Part M12 Service Port Plug |  | DRW257660SP | 45 | 45
| Spare Part Dummy Plug M16, MsNi/NBR, IP68 |  | 210369SP | 38 | 38
| Spare Part Cable Gland M20x1.5, 7.0 - 13.0mm |  | 253993SP | 47 | 47
| Retrofit backplate For Indigo300 |  | DRW257715SP | 90 | 90
| Nuts, Hex M12x1 Pa 6.6 |  | 18350SP | 20 | 20
| Probe Extension Cable 10m |  | 213107SP | 123 | 123
| Calibration Adapter (short) for HMK15 |  | 218377SP | 35 | 35
| Protection set for calibration buttons |  | 221318 | 47 | 47
| Stainless Steel Filter Hole diam. 2mm , 3x4 HF |  | 221494SP | 87 | 87
| Cable Gland M12x1.5 for Probe Cable |  | 27064SP | 76 | 76
| Plastic Grid HM4243 |  | 6597 | 44 | 44
| Lid assembly HMD80 display lid |  | ASM210793SP | 42 | 42
| Membrane Filter PC White UV stabilized |  | ASM210856SP | 42 | 42
| Fastening flange assy HMD80 (Spare part) |  | ASM210771SP | 42 | 42
| Humicap180R, Spare Part 10pcs |  | HUMICAP180R-10PCS | 1473 | 1473
| Spare Plastic Grid PC, White, M10x1 |  | DRW240185SP | 38 | 38
| HumicapR2 |  | HUMICAPR2 | 214 | 214
| HumicapR2 Spare Part, 10pcs |  | HUMICAPR2-10PCS | 1473 | 1473
| PTFE Membrane Filter with Stainless Steel Grid |  | ASM212652SP | 42 | 42
| Membrane Filter 12,0mm |  | 10159HM | 45 | 45
| PT100 Sensor |  | 10429SP | 60 | 60
| Male Connector 8 pin M12 with Cable and Adapter |  | 214806SP | 60 | 60
| Plate with DIN Rail Clip Installation Plate |  | 215094SP | 189 | 189
| Dummy Plug M20x1.5 |  | 214672SP | 31 | 31
| Cable Gland M20x1.5 for 8...11mm Cable |  | 214728SP | 44 | 44
| Cable Gland M20x1.5 for 11...14mm Cable |  | 214729 | 26 | 26
| Conduit Fitting M20x1.5 for NPT1/2 Conduit |  | 214780SP | 62 | 62
| Sintered PTFE Filter |  | 219452SP | 96 | 96
| Mounting Bracket with Lid HMM100 |  | 225979 | 124 | 124
| Module housing IP65 HMM100 |  | 226060 | 237 | 237
| Probe Mounting Flange HMM100 |  | 226061 | 78 | 78
| Probe Mounting Clamps (10 pcs) Probe Ø12 |  | 226067 | 194 | 194
| Shielded Cable, M8-4F - Open wires, 1.5 m |  | 225777SP | 78 | 78
| Shielded Cable, M8-4F - Open wires, 3 m |  | 225229SP | 90 | 90
| Stainless Steel Filter Hole diam.3mm ,4x4 MIM |  | 225356SP | 87 | 87
| Shielded Cable, 1.5 m SAC-4-P-1.5-PUR/M 8FR SH |  | 231519SP | 133 | 133
| Plastic Grid with Membrane Filter |  | 230727SP | 49 | 49
| Shielded Cable, M8-4F - Open wires, 15 m |  | 236407SP | 236 | 236
| Shielded Cable, M8-4F - Open wires, 20 m |  | 235859SP | 284 | 284
| Power Supply Module with AC Cord, AUS |  | AUSPOWER-1SP | 456 | 456
| Cable Gland 236881 with O-ring 214344 Spare part |  | CABLEGLANDORING | 20 | 20
| Probe 2m |  | HMP302PZ2-2SP | 225 | 225
| Humicap180l2 |  | HUMICAP180L2 | 216 | 216
| HUMICAP180R |  | HUMICAP180R | 223 | 223
| Humicap180rc Sparepart for 229021HM |  | HUMICAP180RC | 352 | 352
| Intercap Sensor Spare Part |  | INTERCAPSET-10PCS | 738 | 738
| Power Supply Module with AC Cord, UK |  | UKPOWER-1SP | 456 | 456
| Power Supply Module with AC Cord, US |  | USPOWER-1SP | 448 | 448
| Sintered Bronze Filter, Female Thread |  | 195 | 85 | 85
| Vaisala INTERCAP® Humidity Sensor (1 pc) |  | 15778HM | 106 | 106
| Conduit Fitting + O-Rin M16x1.5 / PG9, RE-MS |  | 210674SP | 42 | 42
| Conduit fitting + O‑ring (M16×1.5 / NPT1/2") |  | 210675SP | 42 | 42
| Membrane Tube Set (5 pcs) for HM42PROBE |  | 19858HM | 42 | 42
| Steel Grid Filter for HM42PROBE |  | 19867HM | 87 | 87
| FEP Connection Cable, M8-4F - Open wires, 3 m |  | 226902SP | 175 | 175
| Connection Cable, M8-4F 90° - open wires, 3 m |  | 231520SP | 173 | 173
| Shielded Cable, 5 m SAC-4-P-5.0-PUR/M 8FR SH |  | 231521SP | 193 | 193
| Connection Cable, M8-4F 90° - Open wires, 10 m |  | 231522SP | 225 | 225
| Terminal Block, Blue PK1304D 4P |  | 236620SP | 20 | 20
| Plastic Grid Filter for HMP113 Probe |  | DRW236214SP | 71 | 71
| Power Supply Module with AC Cord, EUR |  | EURPOWER-1SP | 456 | 456
| Manual Press |  | HM36854SP | 69 | 69
| Sintered Stainless Steel Filter, Male Thread |  | HM46670SP | 87 | 87
| Stainless Steel Filter HM46999 |  | HM46999SP | 87 | 87
| Sintered Stainless Steel Filter, Female Thread |  | HM47280SP | 87 | 87
| Connection Cable, M8-4F - Open Wires, 0.32 m |  | HMP50Z032SP | 42 | 42
| Connection Cable, M8-4F - Open Wires, 10 m |  | HMP50Z1000SP | 175 | 175
| Connection Cable, M8-4F - Open Wires, 3 m |  | HMP50Z300SP | 67 | 67
| Connection Cable, M8-4F - Open Wires, 5 m |  | HMP50Z500SP | 87 | 87
| LED Cable, 3.0m, 4-pin M8 Female angle |  | MP300LEDCBL | 87 | 87
| Sintered Filter HM46181 |  | 16452SP | 87 | 87
| Protecting Cap 10pcs HM46189, Spare Part |  | 16555SP | 42 | 42
| Connector 8 Pin M12 with Screw Terminals |  | 212416SP | 146 | 146
| Pressure Fitting SS-14MO-1-8BT |  | 210925 | 101 | 101
| Cable, Sensor RKT 8-09/10M |  | 210964SP | 139 | 139
| Calibration Adapter for HMK15 |  | 211302SP | 35 | 35
| Fastening set HMS80 |  | 237805 | 85 | 85
| Plastic Grid HM4660 |  | 6221 | 42 | 42
| PPS Plastic Grid Filter |  | DRW010276SP | 42 | 42
| Metal Coated PPS Grid Filter with Stainless Steel Mesh, Female Thread |  | DRW010281SP | 42 | 42
| Sintered Filter Ø12 x 20 |  | DRW010335SP | 67 | 67
| Sensor Protection Grid DRW010522 |  | DRW010522SP | 42 | 42
| Sintered Filter CuSn10 DRW212987 Spare Part |  | DRW212987SP | 87 | 87
| Metal Coated PPS Grid Filter with PTFE membrane, Male Thread |  | DRW010525SP | 42 | 42
| Porous PTFE Filter Ø12, L22mm |  | DRW239993SP | 42 | 42
| Sliding cover HMW90 Spare Parts |  | DRW237339SP | 42 | 42
| Sliding cover, blank HMW90 Spare Parts |  | DRW237354SP | 42 | 42
| Plastic Locking Bushing (3 pcs) for HMP113 Attachment to HM40 Indicator |  | DRW238590SP | 42 | 42
| Stainless Steel Filter |  | HM47453SP | 123 | 123
| Power Supply Module |  | POWER-1 | 439 | 439
| Relay Module |  | RELAY-1L | 351 | 351

## family GMSP
|  | Price valid from: 2025-04-23 | Back to Index
family GMSP
| Description |  | Product Code | List Price (CAD) | Discounted
| MI70 Connection Cable with M12-8F Connector |  | DRW216050SP | 162 | 162
| Protective Sleeve for GMP222 |  | GM45237SP | 44 | 44
| Mounting Flange |  | GM45156SP | 128 | 128
| Protective Sleeve for GMP221 |  | GM45168SP | 44 | 44
| Calibration Adapter GMP343 diffusion model |  | GMP343ADAPTER | 288 | 288
| Wall mount bracket GMP343 |  | GMP343BRACKET | 142 | 142
| Weath.prot.+diffus.filt. GMP343 diffusion model |  | GMP343FILTER | 185 | 185
| Mounting Flange GMP343 |  | GMP343FLANGE | 261 | 261
| Connection Cable, M12-8F - Open Wires, 10 m |  | GMP343Z1000SP | 184 | 184
| Moulded Cable 2m, Spare Female Plug |  | GMP343Z200SP | 103 | 103
| Moulded Cable 6m, Spare Female Plug |  | GMP343Z600SP | 153 | 153
| Weather prot.+hydr.filt. Porous PTFE |  | 215521 | 272 | 272
| Junction Box with 8-contacts |  | JUNCTIONBOX-8 | 270 | 270
| Spare Filter + Cap for GMP221 |  | 25378GMSP | 72 | 72
| Filter |  | 6014-0007 | 92 | 92

## family DMSP
|  | Price valid from: 2025-04-23 | Back to Index
family DMSP
| Description |  | Product Code | List Price (CAD) | Discounted
| DMP346 probe with 5m cable and Drycap180S |  | DMP346CABLE5M | 1914 | 1914
| Fitting Body M22x1.5 |  | 17223SP | 108 | 108
| Fitting Body NPT1/2 |  | 17225SP | 108 | 108
| Fitting Body Npt1/2 Solid Structure |  | 212810SP | 108 | 108
| Protection Plug MP300 Dryflex-moulding |  | 218675SP | 121 | 121
| Sealing ring set, 3 pcs D21/28x1,5 Cu ISO 1/2" |  | 221524SP | 31 | 31
| Sealing ring set, 3 pcs D 21,5/28,6 x2,3 U-seal |  | 221525SP | 42 | 42
| Sealing ring set, 3 pcs D19/25x1,5 Cu UNF 3/4-16 |  | 221563SP | 42 | 42
| Battery, NiMH 4.8V HM47438 |  | 26755 | 74 | 74
| Drycap180m Sensor 217014DM Spare Part |  | DRYCAP180M | 354 | 354
| Drycap180 S Sensor (26050HM Spare Part) |  | DRYCAP180S | 354 | 354
| AC-adapter for MI70 Indicator, EURO Plug |  | MI70EUROADAPTER | 121 | 121
| Doble Porta Sampler + RS232 serial cable |  | MI70LDOBLESP | 286 | 286
| AC-adapter for MI70 Indicator, UK Plug |  | MI70UKADAPTER | 121 | 121
| AC-adapter for MI70 Indicator, US Plug |  | MI70USADAPTER | 121 | 121
| AC-adapter for MI70 Indicator, all Plugs |  | MI70ALLADAPTER | 173 | 173
| AC-adapter for MI70 Indicator, AUS Plug |  | MI70AUSADAPTER | 121 | 121
| Fitting Body Set (ISO 1/2 + NPT 1/2) |  | THREADSETASP | 178 | 178
| AC-Adapter, PSE mark, for Japan only |  | MI70JPADAPTER | 121 | 121
| Stainless Steel Filter with Membrane |  | 214848SP | 87 | 87
| USB Service Cable M8-4F, RS485 |  | 219690 | 162 | 162
| Plug Kit Plug G 1/2 with Seal |  | 218773 | 60 | 60
| Plastic Case + Fillings 222 x 145 x 40 |  | 218964SP | 78 | 78
| Plug 1/2 Tapered Thread CL- 2611-1/2 KK |  | 222507 | 60 | 60
| NW40 Flange DMT152 |  | 225220SP | 126 | 126
| Bonded Seal Ring Set,(3) U/SC 27,05/34,9 x2,47 |  | 230133SP | 31 | 31
| Service Kit for DSC74 Sampling Cells |  | DSC74SERVICEKIT | 74 | 74
| Battery + Fastening Tape in bag |  | DSS70BAT | 360 | 360
| Fitting Body Set Npt 1/2 |  | NPTFITBODASP | 108 | 108
| Pressure Fitting ISO 1/2 to NPT 1/2 |  | 210662SP | 60 | 60
| 5 pcs O-ring Set Size 14.1x1.6 |  | 216026 | 45 | 45
| Leak Screw With Allen Key |  | 216027 | 44 | 44
| Bonded Seal Ring M20 set U/SC 20.7x28.0x1.5 |  | 232912 | 108 | 108
| Fitting Body Set Iso 1/2 |  | ISOFITBODASP | 108 | 108
| MI70 Connection Cable for DMT142 |  | 211917ZZ | 185 | 185
| Inline Filter 7u F-S SS-4F-7 |  | 210801 | 333 | 333
| Mesh Filter 18um + washer Stainless Steel |  | 220957SP | 87 | 87
| Plastic Case Assembly Minibag 1 with Fillings |  | 221163 | 58 | 58
| Stainless Steel Filter High Flow |  | 220752SP | 87 | 87
| Cooling/Venting Coil for Sampling Cell |  | DMCOIL | 494 | 494
| Sintered Filter Ø12 x 20 |  | DRW010335 | 67 | 67
| Fitting Body Iso1/2 Solid Structure |  | DRW212076SP | 108 | 108

## family MGP260
|  | Price valid from: 2025-04-23 | Back to Index
family MGP260
| Description |  | Product Code | List Price (CAD) | Discounted
| Shipping Sleeve for MGP261 |  | ASM213114SP | 19 | 19
| Connection Box Key Spare Part |  | DRW250233SP | 29 | 29
| Protection Plug, Plastic 1-1/2in-11-1/2 NPT, Nylon Natural Spare Part |  | 257525SP | 19 | 19
| Spare part filter for MGP241/261 |  | DRW249919SP | 156 | 156
| Flow through chamber assembly for MGP260 |  | 258877 | 750 | 750
| USB Service Cable with Plug-in Connector for RS485 and Power |  | 257295 | 289 | 289
| Ex e Connector Set MGP260 Series |  | 265897 | 58 | 58

## MGP262
[20 empty] | Select grey column and press delete to clear selections => |  |  | TRUE
TRUE
|  |  |  | Price valid from: 2025-04-23 |  | Back to Index | [16 empty] | FALSE
MGP262
| Vaisala MGP262 Multigas Probe | [17 empty] | 0%
[5 empty] | Sparepart | Not valid Configuration | 1 | 2 | 3 | 4 | 5 | 6 | 7 | 8 | 9 | 10 | 11 | List Price (CAD) | Discounted
|  | Vaisala MGP262 Multigas Probe |  |  |  | MGP262 | 1: 1; 2: A; 3: 1; 4: A; 6: N; 11: 0 | 15170 | 15170 | Status | Selected | TRUE | TRUE | TRUE | TRUE | 0 | 0 | TRUE | 0 | 0 | 0 | 0 | 0 | 0 | 0 | 0 | 0 | 0 | 0 | 0 | 0 | 0 | 0 | TRUE
hardware | 1 | Probe type |  | MGP262 Probe, EX Zone 0/1, Sintered PTFE Filter | [15 empty] | 0 | TRUE | 0 | bar: 1 to 11
settings | 2 | Digital output |  | RS-485 Modbus | [15 empty] | 0 | TRUE |  | 0 | bar: 1 to 11
| 3 | CH4 4-20 mA Output Scaling |  | CH 1: 0-5 CH4 vol-% | [15 empty] | 0 | TRUE |  |  | 0 | bar: 1 to 11
| 4 | CO2 4-20 mA Output Scaling |  | CH 2: 0-100 CO2 vol-% | [15 empty] | 0 | TRUE |  |  |  | 0 | bar: 1 to 11
| 5 | Channel 3 4-20 mA output |  | Not Used |  |  | 5: 0 |  |  | 0 | [5 empty] | 0 | -1
|  |  |  | Retransmission of 4-20 mA Input | [15 empty] | 0 | [5 empty] | -1 | 0 | bar: 5 to 11
| 6 | For future use 1 |  | None | [15 empty] | 0 | TRUE | [6 empty] | 0 | bar: 1 to 11
| 7 | Temperature compensation |  | Internal Temperature Compensation | [15 empty] | 0 | [8 empty] | 0 | -1 | -1 | bar: 1 to 11
|  |  |  | Temperature Compensation with External Analog Input |  |  | 7: 3 |  |  | 0 | [8 empty] | -1 | 0 | -1 | -1
|  |  |  | Temperature Compensation with External Modbus Input |  |  | 7: 4 |  |  | 0 | [8 empty] | -1 | -1 | 0
| 8 | Pressure compensation |  | Pressure Compensation with External Analog Input | [15 empty] | 0 | [9 empty] | -1 |  | 0 | -1 | bar: 1 to 11
|  |  |  | Pressure Compensation with Setpoint or External Modbus Input | [15 empty] | 0 | [9 empty] | 1 |  | -1 | 0 | bar: 8 to 11
hardware | 9 | Ex certification |  | Atex 100a 94/9/EC | [15 empty] | 0 | [13 empty] | 0 | -1 | -1 | -1 | -1 | -1 |  | -1 | bar: 1 to 11
|  |  |  | IECEx |  |  | 9: 2 |  |  | 0 | [13 empty] | -1 | 0 | -1 | -1 | -1 | -1
|  |  |  | CML (Japanese Ex certification) |  |  | 9: 4 |  |  | 0 | [13 empty] | -1 | -1 | 0 | -1 | -1 | -1 | -1
|  |  |  | cMETus (United States, Canada) |  |  | 9: 5 |  |  | 0 | [13 empty] | -1 | -1 | -1 | 0 | -1 | -1 |  | -1
|  |  |  | UKEx Certificate for MGP260 |  |  | 9: 6 |  |  | 0 | [13 empty] | -1 | -1 | -1 | -1 | 0 | -1
|  |  |  | KCS (Korean Ex Certification) |  |  | 9: 7 |  |  | 0 | [13 empty] | -1 | -1 | -1 | -1 | -1 | 0
accessory | 10 | Safety documentation |  | International Safety Documents in EN DE FR SV FI CZ HU EE NO PL IT ES PT DK NL | [15 empty] | 0 | [15 empty] | -1 |  | -1 | -1 | 0 | -1 | -1 | -1 | bar: 1 to 11
|  |  |  | Installation and Safety Guide in Chinese and Japanese | [15 empty] | 0 | [13 empty] | -1 |  |  | -1 | -1 | -1 | -1 | 0 | -1 | -1 | bar: 10 to 11
|  |  |  | Installation and Safety Guide for UK | [15 empty] | 0 | [13 empty] | -1 |  | -1 | -1 | 1 | -1 | -1 | -1 | 0 | -1 | bar: 1 to 11
|  |  |  | Installation and Safety Guide in Korean | [15 empty] | 0 | [13 empty] | -1 |  | -1 | -1 | -1 |  | -1 | -1 | -1 | 0 | bar: 10 to 11
| 11 | For future use 2 |  | None |  |  | 11: 0 |  |  | 0 | TRUE | [22 empty] | 0
[6 empty] | MGP262 | 1: 1A1AN0 | 15170 | 15170 | 0
| Note: |  | Selections in bold are included in the prices of the basic versions.
|  | • | Selections in italic are available at an extra price.
| Links: |  | User guide
Datasheet
Technical drawing
Vaisala.com product page
Services (online store)
| accessory |  |  |  | item code
| USB Service Cable with Plug-in Connector for RS485 and Power |  |  |  | 257295 | [12 empty] | 289 | 289
| Protection Plug, Plastic 1-1/2in-11-1/2 NPT, Nylon Natural Spare Part |  |  |  | 257525SP | [12 empty] | 19 | 19
| Flow through chamber assembly for MGP260 |  |  |  | 258877 | [12 empty] | 750 | 750
| Ex e Connector Set MGP260 Series |  |  |  | 265897 | [12 empty] | 58 | 58
| Spare part filter for MGP241/261 |  |  |  | DRW249919SP | [12 empty] | 156 | 156
1
A
1
A
0
1
N
1
3
4
A
B
1
2
4
5
6
7
A
B
D
E
0

## MGP261
[20 empty] | Select grey column and press delete to clear selections => |  |  | TRUE
TRUE
|  |  |  | Price valid from: 2025-04-23 |  | Back to Index | [16 empty] | FALSE
MGP261
| Vaisala MGP261 Multigas Probe | [17 empty] | 0%
[5 empty] | Sparepart | Not valid Configuration | 1 | 2 | 3 | 4 | 5 | 6 | 7 | 8 | 9 | 10 | 11 | List Price (CAD) | Discounted
|  | Vaisala MGP261 Multigas Probe |  |  |  | MGP261 | 1: 1; 2: A; 6: N | 15170 | 15170 | Status | Selected | TRUE | TRUE | 0 | 0 | 0 | 0 | 0 | 0 | 0 | 0 | TRUE | 0 | 0 | 0 | 0 | 0 | 0 | 0 | 0 | 0 | 0 | 0 | 0 | 0 | 0 | 0 | 0
hardware | 1 | Probe type |  | MGP261 Probe, EX Zone 0/1, Sintered PTFE Filter | [15 empty] | 0 | TRUE | 0 | bar: 1 to 11
settings | 2 | Digital output |  | RS-485 Modbus | [15 empty] | 0 | TRUE |  | 0 | bar: 1 to 11
| 3 | CH4 Output Scaling |  | CH 1: Methane (0...100 vol-%) Wet Basis | [15 empty] | 0 |  |  |  | 0 | -1 | bar: 1 to 11
|  |  |  | CH 1: Methane (0...100 vol-%) Dry Basis |  |  | 3: 2 |  |  | 0 |  |  |  | -1 | 0
| 4 | CO2 Output Scaling |  | CH 2: CO2 (0...100 vol-%) Wet Basis | [15 empty] | 0 | [5 empty] | 0 | -1 | bar: 1 to 11
|  |  |  | CH 2: CO2 (0...100 vol-%) Dry Basis | [15 empty] | 0 | [5 empty] | -1 | 0 | bar: 4 to 11
| 5 | H2O Output Scaling |  | CH 3: H2O (0...25 vol-%) Wet Basis | [15 empty] | 0 | [7 empty] | 0 | -1 | -1 | -1 | bar: 1 to 11
|  |  |  | CH 3: H2O (0...25 vol-%) Dry Basis |  |  | 5: 2 |  |  | 0 | [7 empty] | -1 | 0 | -1 | -1
|  |  |  | Ch 3: -10 ... +60 'C Td |  |  | 5: 3 |  |  | 0 | [7 empty] | -1 | -1 | 0 | -1
|  |  |  | CH 3: -10 ... +60 'C Td/Tf |  |  | 5: 4 |  |  | 0 | [7 empty] | -1 | -1 | -1 | 0
| 6 | For future use |  | None | [15 empty] | 0 | TRUE | [10 empty] | 0 | bar: 1 to 11
| 7 | Temperature compensation |  | Internal Temperature Compensation | [15 empty] | 0 | [12 empty] | 0 | -1 | -1 | bar: 1 to 11
|  |  |  | Temperature Compensation with External Analog Input |  |  | 7: 3 |  |  | 0 | [12 empty] | -1 | 0 | -1 | -1
|  |  |  | Temperature Compensation with External Modbus Input |  |  | 7: 4 |  |  | 0 | [12 empty] | -1 | -1 | 0
| 8 | Pressure compensation |  | Pressure Compensation with External Analog Input | [15 empty] | 0 | [13 empty] | -1 |  | 0 | -1 | bar: 1 to 11
|  |  |  | Pressure Compensation with Setpoint or External Modbus Input | [15 empty] | 0 | [13 empty] | 1 |  | -1 | 0 | bar: 8 to 11
hardware | 9 | Ex certification |  | Atex 100a 94/9/EC | [15 empty] | 0 | [17 empty] | 0 | -1 | -1 | -1 | -1 | -1 |  | -1 | bar: 1 to 11
|  |  |  | IECEx |  |  | 9: 2 |  |  | 0 | [17 empty] | -1 | 0 | -1 | -1 | -1 | -1
|  |  |  | CML (Japanese Ex certification) |  |  | 9: 4 |  |  | 0 | [17 empty] | -1 | -1 | 0 | -1 | -1 | -1 | -1
|  |  |  | cMETus (United States, Canada) |  |  | 9: 5 |  |  | 0 | [17 empty] | -1 | -1 | -1 | 0 | -1 | -1 |  | -1
|  |  |  | UKEx Certificate for MGP260 |  |  | 9: 6 |  |  | 0 | [17 empty] | -1 | -1 | -1 | -1 | 0 | -1
|  |  |  | KCS (Korean Ex Certification) |  |  | 9: 7 |  |  | 0 | [17 empty] | -1 | -1 | -1 | -1 | -1 | 0 |  | -1
accessory | 10 | Safety documentation |  | International Safety Documents in EN DE FR SV FI CZ HU EE NO PL IT ES PT DK NL | [15 empty] | 0 | [19 empty] | -1 |  | -1 | -1 | 0 | -1 | -1 | -1 | bar: 1 to 11
|  |  |  | Installation and Safety Guide in Chinese and Japanese | [15 empty] | 0 | [17 empty] | -1 |  |  | -1 | -1 | -1 | -1 | 0 | -1 | -1 | bar: 10 to 11
|  |  |  | Installation and Safety Guide for UK | [15 empty] | 0 | [17 empty] | -1 |  | -1 | -1 | 1 | -1 | -1 | -1 | 0 | -1 | bar: 1 to 11
|  |  |  | Installation and Safety Guide in Korean | [15 empty] | 0 | [17 empty] | -1 |  | -1 | -1 | -1 |  | -1 | -1 | -1 | 0 | bar: 10 to 11
| 11 | Customer specific options |  | None |  |  | 11: 0 |  |  | 0 | [27 empty] | 0
[6 empty] | MGP261 | 1: 1AN | 15170 | 15170 | 0
| Note: |  | Selections in bold are included in the prices of the basic versions.
|  | • | Selections in italic are available at an extra price.
| Links: |  | User guide
Datasheet
Technical drawing
Vaisala.com product page
Services (online store)
| accessory |  |  |  | item code
| USB Service Cable with Plug-in Connector for RS485 and Power |  |  |  | 257295 | [12 empty] | 289 | 289
| Protection Plug, Plastic 1-1/2in-11-1/2 NPT, Nylon Natural Spare Part |  |  |  | 257525SP | [12 empty] | 19 | 19
| Flow through chamber assembly for MGP260 |  |  |  | 258877 | [12 empty] | 750 | 750
| Ex e Connector Set MGP260 Series |  |  |  | 265897 | [12 empty] | 58 | 58
| Spare part filter for MGP241/261 |  |  |  | DRW249919SP | [12 empty] | 156 | 156
1
A
1
2
A
B
1
2
3
4
N
1
3
4
A
B
1
2
4
5
6
7
A
B
D
E
0

## MGP241
[22 empty] | Select grey column and press delete to clear selections => |  |  | TRUE
TRUE
|  |  |  | Price valid from: 2025-04-23 |  | Back to Index | [18 empty] | FALSE
MGP241
| MGP241 Multigas Probe | [19 empty] | 0%
[5 empty] | Sparepart | Not valid Configuration | 1 | 2 | 3 | 4 | 5 | 6 | 7 | 8 | 9 | 10 | 11 | 12 | 13 | List Price (CAD) | Discounted
|  | MGP241 Multigas Probe |  |  |  | MGP241 | 1: 1; 2: A; 6: N; 9: N; 12: 0; 13: 0 | 11337 | 11337 | Status | Selected | TRUE | TRUE | 0 | 0 | 0 | 0 | 0 | 0 | 0 | 0 | TRUE | 0 | 0 | 0 | 0 | 0 | TRUE | 0 | 0 | 0 | 0 | 0 | 0 | 0 | 0 | TRUE | TRUE
hardware | 1 | Probe type |  | MGP241 probe Sintered PTFE filter | [17 empty] | 0 | TRUE | 0 | bar: 1 to 13
settings | 2 | Digital output |  | RS-485 Modbus MGP241 | [17 empty] | 0 | TRUE |  | 0 | bar: 1 to 13
| 3 | CO2 Output Scaling |  | CH1: CO2 (0...100 vol-%) wet basis | [17 empty] | 0 |  |  |  | 0 | -1 | bar: 1 to 13
|  |  |  | CH1: CO2 (0...100 vol-%) dry basis |  |  | 3: 2 |  |  | 0 |  |  |  | -1 | 0
| 4 | H2O Output Scaling |  | CH2: H2O (0...25 vol-%) wet basis | [17 empty] | 0 | [5 empty] | 0 | -1 | -1 | -1 | bar: 1 to 13
|  |  |  | CH2: H2O (0...25 vol-%) dry basis | [17 empty] | 0 | [5 empty] | -1 | 0 | -1 | -1 | bar: 4 to 13
|  |  |  | CH2: -10 ... +60 °C Td | [17 empty] | 0 | [5 empty] | -1 | -1 | 0 | -1 | bar: 1 to 13
|  |  |  | CH2: -10 ... +60 °C Td/Tf | [17 empty] | 0 | [5 empty] | -1 | -1 | -1 | 0 | bar: 4 to 13
| 5 | 4-20 mA Output |  | No output |  |  | 5: 0 |  |  | 0 | [9 empty] | 0 | -1
|  |  |  | CH3: Retransmission of 4-20 mA input | [17 empty] | 0 | [9 empty] | -1 | 0 | bar: 5 to 13
accessory | 6 | For future use 2 |  | No option2 | [17 empty] | 0 | TRUE | [10 empty] | 0 | bar: 1 to 13
hardware | 7 | Temperature compensation |  | Internal temperature compensation | [17 empty] | 0 | [12 empty] | 0 | -1 | -1 | bar: 1 to 13
|  |  |  | Temperature compensation with external analog input |  |  | 7: 3 |  |  | 0 | [12 empty] | -1 | 0 | -1
|  |  |  | Temperature compensation with external modbus input |  |  | 7: 4 |  |  | 0 | [12 empty] | -1 | -1 | 0
settings | 8 | Pressure compensation |  | Pressure compensation with external analog input | [17 empty] | 0 | [13 empty] | -1 |  | 0 | -1 | bar: 1 to 13
|  |  |  | Pressure compensation with setpoint or external modbus input | [17 empty] | 0 | [15 empty] | -1 | 0 | bar: 8 to 13
| 9 | Pressure sensor |  | No Pressure sensor | [17 empty] | 0 | TRUE | [16 empty] | 0 | bar: 1 to 13
accessory | 10 | Digital SCADA M12/5 - Open end |  | No digital connection cable |  |  | 10: 0 |  |  | 0 | [18 empty] | 0 | -1 | -1 | -1
|  |  | • | 1.5m Connection cable with open wires | 223263SP | [14 empty] | 76 | 76 | 0 | [18 empty] | -1 | 0 | -1 | -1 | bar: 10 to 13
|  |  | • | 10m Connection cable with open wires | 216546SP |  | 10: 2 | 121 | 121 | 0 | [18 empty] | -1 | -1 | 0 | -1
|  |  | • | 0.3m Connection cable with open wires | CBL210896-03MSP |  | 10: 3 | 64 | 64 | 0 | [18 empty] | -1 | -1 | -1 | 0
| 11 | Analog SCADA M12/8 - Open end | • | 2m Connection cable with open wires | GMP343Z200SP | [14 empty] | 81 | 81 | 0 | [22 empty] | 0 | -1 | -1 | -1 | bar: 1 to 13
|  |  | • | 6m Connection cable with open wires | GMP343Z600SP |  | 11: 2 | 97 | 97 | 0 | [22 empty] | -1 | 0 | -1 | -1
|  |  | • | 10m Connection cable with open wires | GMP343Z1000SP |  | 11: 3 | 121 | 121 | 0 | [22 empty] | -1 | -1 | 0 | -1
|  |  |  | No analog connection cable | [17 empty] | 0 | [22 empty] | -1 | -1 | -1 | 0 | bar: 11 to 13
| 12 | User documentation |  | QR code to online manual |  |  | 12: 0 |  |  | 0 | TRUE | [25 empty] | 0
| 13 | For future use 1 |  | No option1 |  |  | 13: 0 |  |  | 0 | TRUE | [26 empty] | 0
[6 empty] | MGP241 | 1: 1ANN00 | 11337 | 11337 | 0
| Note: |  | Selections in bold are included in the prices of the basic versions.
|  | • | Selections in italic are available at an extra price.
| Links: |  | User guide
Datasheet
Technical drawing
Vaisala.com product page
Services (online store)
| accessory |  |  |  | item code
| Connection Cable, M12-5F - Open Wires, 10 m |  |  |  | 216546SP | [14 empty] | 180 | 180
| Connection Cable, M12-5F - Open Wires, 1.5 m |  |  |  | 223263SP | [14 empty] | 71 | 71
| USB Service Cable M12-5F, RS-485 |  |  |  | 242659 | [14 empty] | 204 | 204
| Protection Plug, Plastic 1-1/2in-11-1/2 NPT, Nylon Natural Spare Part |  |  |  | 257525SP | [14 empty] | 19 | 19
| Flow through chamber assembly for MGP260 |  |  |  | 258877 | [14 empty] | 750 | 750
| Connection cable, M12-5F - open wires, 10 m |  |  |  | CBL210896-10MSP | [14 empty] | 144 | 144
| Connection cable, M12-5F - open wires, 1 m |  |  |  | CBL210896-1MSP | [14 empty] | 81 | 81
| Connection cable, M12-5F - open wires, 3 m |  |  |  | CBL210896-3MSP | [14 empty] | 103 | 103
| Connection cable, M12-5F - open wires, 5 m |  |  |  | CBL210896-5MSP | [14 empty] | 123 | 123
| Spare part filter for MGP241/261 |  |  |  | DRW249919SP | [14 empty] | 156 | 156
| Connection Cable, M12-8F - Open Wires, 10 m |  |  |  | GMP343Z1000SP | [14 empty] | 184 | 184
| Moulded Cable 2m, Spare Female Plug |  |  |  | GMP343Z200SP | [14 empty] | 103 | 103
| Moulded Cable 6m, Spare Female Plug |  |  |  | GMP343Z600SP | [14 empty] | 153 | 153
| Probe Connection Cable (M12-M12), 10 m |  |  |  | INDIGOCABLE10M | [14 empty] | 197 | 197
| Probe Connection Cable, M12-5F - M12-5M, 1 m |  |  |  | INDIGOCABLE1M | [14 empty] | 105 | 105
| Probe Connection Cable, M12-5F - M12-5M, 3 m |  |  |  | INDIGOCABLE3M | [14 empty] | 125 | 125
| Probe Connection Cable, M12-5F - M12-5M, 5 m |  |  |  | INDIGOCABLE5M | [14 empty] | 157 | 157
1
A
1
2
A
B
C
D
0
1
N
1
3
4
A
B
N
0
1
2
3
1
2
3
N
0
0

## MMT330
Select grey cells and press delete to clear selections =>
|  |  |  | Price valid from: 2025-04-23 |  | Back to Index
MMT330
| Moisture in Oil and Temperature Transmitter with Remote Probes | [29 empty] | 0%
[5 empty] | Sparepart | No configuration checking! | 1 | 2 | 3 | 4 | 5 | 6 | 7 | 8 | 9 | 10 | 11 | 12 | 13 | 14 | 15 | 16 | 17 | 18 | 19 | 20 | 21 | 22 | 23 | List Price (CAD) | Discounted | Item code
|  | Moisture in Oil and Temperature Transmitter with Remote Probes |  |  |  | MMT330 | 3: 0; 17: 2; 22: A; 23: 1 | 0 | 0
hardware | 1 | Transmitter Type | • | MMT332 with Small Flanged probe for pressure up to 250 bar |  |  | 1: 2 | 4893 | 4893
|  |  |  | Code 4 |  |  | 1: 4
|  |  | • | MMT337 with small probe for pressure up to 10 bar |  |  | 1: 7 | 3951 | 3951
|  |  | • | MMT338 for pressure up to 40 bar |  |  | 1: 8 | 4720 | 4720
| 2 | Probe Cable Length | • | HMP308 Probe (max insertion depth 371mm / 14.6 in) with 2m (6 ft) FEP Cable | [25 empty] | 236 | 236 | bar: 1 to 6
|  |  | • | HMP308 Probe (max insertion depth 371mm / 14.6 in) with 5m (16ft) FEP Cable |  |  | 2: 2 | 582 | 582
|  |  | • | HMP308 Probe (max insertion depth 371mm / 14.6 in) with 10m (32 ft) FEP Cable |  |  | 2: 3 | 1012 | 1012
|  |  |  | HMP308 Probe (max insertion depth 149mm / 5.9 in) with 0.5m (1.6ft) FEP Cable |  |  | 2: 4
|  |  | • | HMP308 Probe (max insertion depth 371mm / 14.6 in) with 15m (49 ft) FEP Cable |  |  | 2: 5 | 1169 | 1169
|  |  |  | HMP307 Probe with 0.57m Cable (+180°C) |  |  | 2: 7
|  |  | • | HMP307 Probe with 20m Cable (+180°C) |  |  | 2: 8 | 1423 | 1423
|  |  | • | HMP308 Probe (max insertion depth 371mm / 14.6 in) with 20m (64 ft) FEP Cable |  |  | 2: 9 | 1423 | 1423
HMP302 Probe with 2m Cable (+180°C) | bar: 1 to 6
|  |  | • | HMP302 Probe with 5m Cable (+180°C) | [25 empty] | 350 | 350 | bar: 2 to 6
|  |  | • | HMP302 Probe with 10m Cable (+180°C) | [25 empty] | 776 | 776 | bar: 1 to 6
HMP304 Probe with 2m (6ft) FEP Cable | bar: 2 to 6
|  |  | • | HMP304 Probe with 5m (15ft) FEP Cable | [25 empty] | 346 | 346 | bar: 1 to 6
|  |  | • | HMP304 Probe with 10m (16ft) FEP Cable | [25 empty] | 771 | 771 | bar: 2 to 6
HMP307 Probe with 2m Cable (+180°C) | bar: 1 to 6
|  |  | • | HMP307 Probe with 5m Cable (+180°C) | [25 empty] | 346 | 346 | bar: 2 to 6
|  |  | • | HMP307 Probe with 10m Cable (+180°C) | [25 empty] | 771 | 771 | bar: 1 to 6
HMP308 Probe (max insertion depth 149mm / 5.9 in) with 2m (6 ft) FEP Cable | bar: 2 to 6
|  |  | • | HMP308 Probe (max insertion depth 149mm / 5.9 in) with 5m (16ft) FEP Cable | [25 empty] | 346 | 346 | bar: 1 to 6
|  |  | • | HMP308 Probe (max insertion depth 149mm / 5.9 in) with 10m (32 ft) FEP Cable | [25 empty] | 771 | 771 | bar: 2 to 6
| 3 | Temperature Probe |  | No Temperature Probe |  |  | 3: 0 |  |  |  |  | TRUE
| 4 | Measurement Parameters |  | aw+T+ppm Areva specific Oil Coefficients |  |  | 4: 8
Water Activity (aw) and Temperature (T) for General Use | bar: 4 to 6
aw+T+ppm for Mineral Transformer Oil | bar: 1 to 6
%RS+T+ppm for Mineral Transformer Oil | bar: 4 to 6
%RS+T+ppm Doble specific Oil Coefficients | bar: 1 to 6
|  |  | • | aw+T+ppm for Specific Transformer Oil Type | [25 empty] | 471 | 471 | bar: 4 to 6
| 5 | Display |  | Cover without Display |  |  | 5: 0
|  |  | • | Display Cover | [25 empty] | 471 | 471 | bar: 5 to 6
| 6 | Power Supply |  | Standard power supply, 10...35 VDC 24 VAC |  |  | 6: 0
|  |  | • | Power supply with galvanic isolation, 10...35 VDC 24 VAC | [25 empty] | 137 | 137 | bar: 6
|  |  | • | Internal AC-power (110....240 VAC) |  |  | 6: 2 | 452 | 452
|  |  | • | Power Supply Module (100-240 VAC) with US Power Cord |  |  | 6: 3 | 471 | 471
|  |  | • | Power Supply Module with EUR-Power Cord |  |  | 6: 4 | 461 | 461
|  |  | • | Power Supply Module with UK-Power Cord |  |  | 6: 5 | 471 | 471
|  |  | • | Power Supply Module with AUS-Power Cord |  |  | 6: 6 | 461 | 461
|  |  | • | Mi70usadapter For HMT330 PF |  |  | 6: 9 | 126 | 126
settings | 7 | Analog Output |  | 4...20mA | bar: 1 to 7
|  |  |  | 0...20mA |  |  | 7: 2
|  |  |  | 0...1V |  |  | 7: 3
|  |  |  | 0...5V |  |  | 7: 4
|  |  |  | 0...10V |  |  | 7: 5
| 8 | Analog Output Parameter and Scaling for CH1 |  | Channel 1 %RS 0...100 |  |  | 8: 4
|  |  |  | Channel 1 ppm 0...200 |  |  | 8: 5
T (range selected separately) | bar: 1 to 6; 8
Channel 1 Aw 0...1 | bar: 8
Channel 1 ppm 0..100 | bar: 1 to 6; 8
Channel 1 ppm 0..500 | bar: 8
Special parameter and scale, please specify: | bar: 1 to 6; 8
| 9 | Analog Output Parameter and Scaling for CH2 |  | Channel 2 %RS 0...100 |  |  | 9: 4
|  |  |  | Channel 2 ppm 0...200 |  |  | 9: 5
T (range selected separately) | bar: 1 to 6; 9
Channel 2 Aw 0...1 | bar: 9
Channel 2 ppm 0..100 | bar: 1 to 6; 9
Channel 2 ppm 0..500 | bar: 9
Special parameter and scale, please specify: | bar: 1 to 6; 9
| 10 | Analog Output Parameter and Scaling for CH3 |  | Channel 3 %RS 0...100 |  |  | 10: 4
|  |  |  | Channel 3 ppm 0...200 |  |  | 10: 5
No Analog Outputs | bar: 1 to 6; 10
Channel 3 T (Temperature Range) | bar: 10
Channel 3 Aw 0...1 | bar: 1 to 6; 10
Channel 3 ppm 0..100 | bar: 10
Channel 3 ppm 0..500 | bar: 1 to 6; 10
Channel 3 Special | bar: 10
| 11 | Analog Output Range for Temperature |  | No T-Range | bar: 1 to 6; 11
T -40...+60 °C (-40...+140 °F) | bar: 11
Temperature Range T -40...+80 °C (-40...+176°F) | bar: 1 to 6; 11
Temperature Range -40...+120C | bar: 11
T -40...+180 °C (-40...+356 °F) | bar: 1 to 6; 11
T -20...+60°C (-4...+140 °F) | bar: 11
T -20...+80 °C (-4...+176 °F) | bar: 1 to 6; 11
T -20...+120 °C (-4...+248 °F) | bar: 11
Temperature Range -20...+180C | bar: 1 to 6; 11
T 0...+60 °C (+32...+140 °F) | bar: 11
T 0...+100 °C (+32...+ 212 °F) | bar: 1 to 6; 11
T 0...+120 °C (+32...+248 °F) | bar: 11
Temperature Range 0...+180C | bar: 1 to 6; 11
Temperature Range -60...+60C, MET | bar: 11
T Special range, please specify: | bar: 1 to 6; 11
| 12 | Output Units |  | Metric Units | bar: 1 to 6; 12
|  |  |  | Non Metric Units |  |  | 12: 2
| 13 | Additional Feature |  | No Module |  |  | 13: 0
|  |  | • | Relay Module | [25 empty] | 422 | 422 | bar: 13
|  |  | • | RS-485 Interface with Galvanic Isolation (Serial ASCII, Modbus RTU) |  |  | 13: 2 | 338 | 338
|  |  | • | Data Logger Module |  |  | 13: 6 | 834 | 834
| 14 | Additional Feature 2 |  | No Module |  |  | 14: 0
|  |  | • | Relay Module | [25 empty] | 422 | 422 | bar: 14
|  |  | • | Analog Output Module |  |  | 14: 3 | 338 | 338
|  |  | • | Logger-1 Module |  |  | 14: 6 | 834 | 834
hardware | 15 | Interface Cable Connection |  | Cable Gland, Metal, EMC M20x1.5/6mm, 8.0 - 11.0mm, Ms/Ni/TPE/NBR, IP68 | bar: 1 to 15
Conduit fitting NPT1/2 | bar: 15
|  |  | • | Connection Cable Set | [25 empty] | 142 | 142 | bar: 1 to 15
|  |  | • | 8-Pin Connector Set | [25 empty] | 147 | 147 | bar: 15
|  |  | • | Cable Gland + Conduit Fi for HMT330pf | [25 empty] | 111 | 111 | bar: 1 to 15
Cable gland M25*1.5 | bar: 15
accessory | 16 | Transmitter Housing Installation |  | No Installation Kit |  |  | 16: 0
|  |  | • | Wall Mounting Kit | [25 empty] | 173 | 173 | bar: 16
|  |  | • | Installation Kit for Pole or Pipeline |  |  | 16: 2 | 224 | 224
|  |  | • | Outdoor Installation kit (Weather shield) | TMT130 |  | 16: 3 | 236 | 236
|  |  | • | DIN Rail Clips with Installation Plate |  |  | 16: 4 | 195 | 195
hardware | 17 | Humidity Sensor |  | Humidity sensor with enhanced chemical resistance (180L2) |  |  | 17: 2 |  |  |  |  | TRUE
| 18 | Sensor Protection |  | Stainless Steel Filter HM47453 | bar: 1 to 14; 16; 18
Stainless Steel Filter for high flow | bar: 18
accessory | 19 | Probe Installation Accessories |  | No Installation Kit | bar: 1 to 15; 17 to 19
|  |  | • | Swagelok for 12mm Probe 1/2" NPT Thread | [25 empty] | 113 | 113 | bar: 19
|  |  | • | Swagelok for 12mm Probe 3/8" ISO Thread | [25 empty] | 113 | 113 | bar: 1 to 15; 17 to 19
|  |  | • | Ball Valve ISO1/2 with Welding Joint | [25 empty] | 256 | 256 | bar: 19
Fitting Body NPT1/2 with No Leak Srew | bar: 1 to 15; 17 to 19
Fitting Body ISO1/2 with No Leak Srew | bar: 19
|  |  | • | Swagelok for 12mm Probe 1/2" ISO Thread | [25 empty] | 167 | 167 | bar: 1 to 15; 17 to 19
| 20 | User's Guide |  | No User's Guide | bar: 1 to 15; 17 to 18; 20
User´s Guide MMT330 | bar: 20
User's Guide MMT330 | bar: 1 to 15; 17 to 18; 20
User's Guide MMT330 | bar: 20
User´s Guide MMT330 | bar: 1 to 15; 17 to 18; 20
User's Guide MMT330 | bar: 20
User´s Guide MMT330 | bar: 1 to 15; 17 to 18; 20
User's Guide MMT330 | bar: 20
| 21 | PC Accessories |  | No Accessories | bar: 1 to 15; 17 to 18; 21
|  |  | • | Connection cable for MI70LINK PC Software, RS232 Serial Cable with D9 Female Connector | [25 empty] | 153 | 153 | bar: 21
|  |  | • | USB Service Cable, RJ45 | [25 empty] | 163 | 163 | bar: 1 to 15; 17 to 18; 21
| 22 | Calibration |  | ISO9001 Compliant Factory Calibration. No Calibration Contract | [29 empty] | TRUE | bar: 1 to 15; 17 to 18; 22
| 23 | Services |  | No Maintenance Contract | [29 empty] | TRUE | bar: 1 to 15; 17 to 18; 23
[6 empty] | MMT330 | 1: 02A1 | 0 | 0
| Note: |  | Selections in bold are included in the prices of the basic versions.
|  | • | Selections in italic are available at an extra price.
| Links: |  | User guide
Datasheet
Technical drawing
Vaisala.com product page
Services (online store)
| accessory |  |  |  | item code
| PT100 Sensor |  |  |  | 10429SP | [24 empty] | 60 | 60
| Duct Installation Kit For 12mm Probe 210697 |  |  |  | 210697 | [24 empty] | 137 | 137
| Calibration Adapter for HMK15 |  |  |  | 211302SP | [24 empty] | 35 | 35
| MI70 Connection Cable for HMT/DMT/MMT/PTB330 and HMT120/130-series |  |  |  | 211339 | [24 empty] | 101 | 101
| M12 Connection cable 5M |  |  |  | 212142 | [24 empty] | 118 | 118
| Connector 8 Pin M12 with Screw Terminals |  |  |  | 212416SP | [24 empty] | 146 | 146
| Dummy Plug M20x1.5 |  |  |  | 214672SP | [24 empty] | 31 | 31
| Cable Gland M20x1.5 for 8...11mm Cable |  |  |  | 214728SP | [24 empty] | 44 | 44
| Cable Gland M20x1.5 for 11...14mm Cable |  |  |  | 214729 | [24 empty] | 26 | 26
| Conduit Fitting M20x1.5 for NPT1/2 Conduit |  |  |  | 214780SP | [24 empty] | 62 | 62
| Male Connector 8 pin M12 with Cable and Adapter |  |  |  | 214806SP | [24 empty] | 60 | 60
| Wall Mounting Kit |  |  |  | 214829 | [24 empty] | 173 | 173
| Connection cable for MI70LINK PC Software, RS232 Serial Cable with D9 Female Connector |  |  |  | 215005 | [24 empty] | 153 | 153
| Plate with DIN Rail Clip Installation Plate |  |  |  | 215094SP | [24 empty] | 189 | 189
| Installation Kit for Pole or Pipeline |  |  |  | 215108 | [24 empty] | 224 | 224
| Outdoor Installation kit (Weather shield) |  |  |  | 215109 | [24 empty] | 236 | 236
| 5 pcs O-ring Set Size 14.1x1.6 |  |  |  | 216026 | [24 empty] | 45 | 45
| Plug Kit Plug G 1/2 with Seal |  |  |  | 218773 | [24 empty] | 60 | 60
| USB Service Cable, RJ45 |  |  |  | 219685 | [24 empty] | 163 | 163
| Stainless Steel Filter High Flow |  |  |  | 220752SP | [24 empty] | 87 | 87
| Analog Output Module |  |  |  | AOUT-1 | [24 empty] | 288 | 288
| Power Supply Module with AC Cord, AUS |  |  |  | AUSPOWER-1SP | [24 empty] | 456 | 456
| Ball Valve ISO1/2 with Welding Joint |  |  |  | BALLVALVE-1 | [24 empty] | 256 | 256
| Ball Valve ISO1/2-3/4 With Thread Joint |  |  |  | BALLVALVE-2 | [24 empty] | 215 | 215
| Galvanic Isolation Module |  |  |  | DCDC-1 | [24 empty] | 118 | 118
| Sampling Cell DMT242SC2 with Swagelok Connectors for 1/4" Tubing |  |  |  | DMT242SC2 | [24 empty] | 252 | 252
| Fitting Body Iso1/2 Solid Structure |  |  |  | DRW212076SP | [24 empty] | 108 | 108
| Power Supply Module with AC Cord, EUR |  |  |  | EURPOWER-1SP | [24 empty] | 456 | 456
| Manual Press |  |  |  | HM36854SP | [24 empty] | 69 | 69
| Stainless Steel Filter |  |  |  | HM47453SP | [24 empty] | 123 | 123
| Cable Gland M20x1.5 with Split Seal |  |  |  | HMP247CG | [24 empty] | 93 | 93
| Humicap180l2 |  |  |  | HUMICAP180L2 | [24 empty] | 216 | 216
| Fitting Body Set Npt 1/2 |  |  |  | NPTFITBODASP | [24 empty] | 108 | 108
| Laboratory Work for Specific ppm Calcul. |  |  |  | OILMODELLING | [24 empty] | 4816 | 4816
| Power Supply Module |  |  |  | POWER-1 | [24 empty] | 439 | 439
| Relay Module |  |  |  | RELAY-1 | [24 empty] | 358 | 358
| RS485 Module |  |  |  | RS485-1 | [24 empty] | 288 | 288
| Swagelok for 12mm Probe 1/2" ISO Thread |  |  |  | SWG12ISO12 | [24 empty] | 167 | 167
| Swagelok for 12mm Probe 3/8" ISO Thread |  |  |  | SWG12ISO38 | [24 empty] | 113 | 113
| Swagelok for 12mm Probe 1/2" NPT Thread |  |  |  | SWG12NPT12 | [24 empty] | 113 | 113
| Power Supply Module with AC Cord, UK |  |  |  | UKPOWER-1SP | [24 empty] | 456 | 456
| Power Supply Module with AC Cord, US |  |  |  | USPOWER-1SP | [24 empty] | 448 | 448
| Service |  |  |  | item code
| Services for MMT330 |  |  |  | MMT330SERVICES
2
4
7
8
1
2
3
4
5
7
8
9
B
C
D
H
J
K
S
T
U
V
W
X
0
8
E
F
G
P
X
0
1
0
1
2
3
4
5
6
9
1
2
3
4
5
4
5
C
P
Q
R
X
4
5
C
P
Q
R
X
4
5
A
C
P
Q
R
X
A
B
C
D
E
F
G
H
J
K
L
M
N
P
X
1
2
0
1
2
6
0
1
3
6
A
B
C
D
G
H
0
1
2
3
4
2
D
E
A
K
L
M
N
V
Y
A
B
C
D
E
F
J
V
A
C
D
A
1

## MMT310
[26 empty] | Select grey column and press delete to clear selections => |  |  | TRUE
TRUE
|  |  |  | Price valid from: 2025-04-23 |  | Back to Index | [22 empty] | FALSE
[96 empty] | (1 AND 2 AND 3) OR (1 AND 2 AND 4) OR (1 AND 2 AND 5) OR (1 AND 2 AND 6) OR (1 AND 2 AND 7) | (1 AND 2 AND 3) OR (1 AND 2 AND 4) OR (1 AND 2 AND 5) OR (1 AND 2 AND 6) OR (1 AND 2 AND 7) | (1 AND 2 AND 3) OR (1 AND 2 AND 4) OR (1 AND 2 AND 5) OR (1 AND 2 AND 6) OR (1 AND 2 AND 7) | (1 AND 2 AND 3) OR (1 AND 2 AND 4) OR (1 AND 2 AND 5) OR (1 AND 2 AND 6) OR (1 AND 2 AND 7) | (1 AND 2 AND 3) OR (1 AND 2 AND 4) OR (1 AND 2 AND 5) OR (1 AND 2 AND 6) OR (1 AND 2 AND 7)
MMT310
| Moisture in Oil And Temp. Transmitter w/ Compact Housing and Remote Probe | [23 empty] | 0%
[5 empty] | Sparepart | Not valid Configuration | 1 | 2 | 3 | 4 | 5 | 6 | 7 | 8 | 9 | 10 | 11 | 12 | 13 | 14 | 15 | 16 | 17 | List Price (CAD) | Discounted
|  | Moisture in Oil And Temp. Transmitter w/ Compact Housing and Remote Probe |  |  |  | MMT310 | 4: A; 13: 2 | 0 | 0 | Status | Selected | 0 | 0 | 0 | 0 | 0 | 0 | 0 | 0 | 0 | TRUE | 0 | 0 | 0 | 0 | 0 | 0 | 0 | 0 | 0 | 0 | 0 | 0 | 0 | 0 | 0 | 0 | 0 | 0 | 0 | 0 | 0 | 0 | 0 | 0 | 0 | 0 | 0 | 0 | 0 | 0 | 0 | 0 | 0 | 0 | 0 | 0 | 0 | 0 | 0 | 0 | 0 | 0 | 0 | 0 | 0 | 0 | TRUE | 0 | 0 | 0 | 0 | 0 | 0 | 0 | 0 | 0 | 0 | 0 | 0 | 0 | 0 | 0 | 0
hardware | 1 | Probe Code | • | MMT317 with Small Probe for pressure up to 10 bar and compact housing |  |  | 1: 7 | 3118 | 3118 | 0 |  | 0 | -1
|  |  | • | MMT318 for pressure up to 40 bar with compact housing |  |  | 1: 8 | 3796 | 3796 | 0 |  | -1 | 0
| 2 | Transmitter Type |  | Water Activity (aw) and Temperature (T) for General Use | [21 empty] | 0 |  |  |  | 0 | -1 | -1 | -1 | -1 | bar: 1 to 9
|  |  |  | aw+T+ppm for Mineral Transformer Oil | [21 empty] | 0 |  |  |  | -1 | 0 | -1 | -1 | -1 | bar: 2 to 9
|  |  |  | RH+T+aw+ppm (Doble) | [21 empty] | 0 |  |  |  | -1 | -1 | 0 | -1 | -1 | bar: 1 to 9
|  |  |  | RS+T+ppm Standard Coefficients | [21 empty] | 0 |  |  |  | -1 | -1 | -1 | 0 | -1 | bar: 2 to 9
|  |  | • | aw+T+ppm for Specific Transformer Oil Type | [19 empty] | 471 | 471 | 0 |  |  |  | -1 | -1 | -1 | -1 | 0 | bar: 1 to 9
| 3 | Mounting |  | Wall Plate with Flange A HMT310 |  |  | 3: 5 |  |  | 0 | [8 empty] | 0 | -1
|  |  |  | Wall Plate No Flange Ass HMT310 |  |  | 3: 6 |  |  | 0 | [8 empty] | -1 | 0
| 4 | Power Supply |  | Standard power supply, 10...35 VDC 24 VAC | [21 empty] | 0 | TRUE | [9 empty] | 0 | bar: 1 to 9
| 5 | Signal Output |  | 4...20mA | [21 empty] | 0 | [11 empty] | 0 | -1 | -1 | -1 | -1 | bar: 1 to 9
|  |  |  | 0...20mA |  |  | 5: 2 |  |  | 0 | [11 empty] | -1 | 0 | -1 | -1 | -1
|  |  |  | 0...5V |  |  | 5: 4 |  |  | 0 | [11 empty] | -1 | -1 | 0 | -1 | -1
|  |  |  | 0...10V |  |  | 5: 5 |  |  | 0 | [11 empty] | -1 | -1 | -1 | 0 | -1
|  |  |  | 1...5V | [21 empty] | 0 | [11 empty] | -1 | -1 | -1 | -1 | 0 | bar: 1 to 9
settings | 6 | Analog Output Signal for Ch1 |  | No Analog Outputs | [21 empty] | 0 | [16 empty] | 0 | -1 | -1 | -1 | -1 | -1 | bar: 1 to 9
|  |  |  | T (range selected separately) | [21 empty] | 0 | [16 empty] | -1 | 0 | -1 | -1 | -1 | -1 | [6 empty] | -1 | bar: 6 to 9
|  |  |  | Channel 1 aw (0...1) | [21 empty] | 0 | [6 empty] | -1 | [9 empty] | -1 | -1 | 0 | -1 | -1 | -1 | bar: 1 to 9
|  |  |  | Channel 1 ppm (0...100) | [21 empty] | 0 |  |  |  | -1 | [12 empty] | -1 | -1 | -1 | 0 | -1 | -1 | bar: 6 to 9
|  |  |  | Channel 1 %RS (0...100) | [21 empty] | 0 |  |  |  | -1 | -1 |  |  | -1 | [8 empty] | -1 | -1 | -1 | -1 | 0 | -1 | bar: 1 to 9
|  |  |  | Special parameter and scale, please specify: | [21 empty] | 0 | [16 empty] | -1 | -1 | -1 | -1 | -1 | 0 | bar: 6 to 9
| 7 | Analog Output Signal for Ch2 |  | No Analog Outputs | [21 empty] | 0 | [22 empty] | 0 | -1 | -1 | -1 | -1 | -1 | bar: 1 to 9
|  |  |  | T (range selected separately) | [21 empty] | 0 | [22 empty] | -1 | 0 | -1 | -1 | -1 | -1 | -1 | bar: 7 to 9
|  |  |  | Channel 2 aw (0...1) | [21 empty] | 0 | [6 empty] | -1 | [15 empty] | -1 | -1 | 0 | -1 | -1 | -1 | bar: 1 to 9
|  |  |  | Channel 2 ppm (0...100) | [21 empty] | 0 |  |  |  | -1 | [18 empty] | -1 | -1 | -1 | 0 | -1 | -1 | bar: 7 to 9
|  |  |  | Channel 2 %RS (0...100) | [21 empty] | 0 |  |  |  | -1 | -1 |  |  | -1 | [14 empty] | -1 | -1 | -1 | -1 | 0 | -1 | bar: 1 to 9
|  |  |  | Special parameter and scale, please specify: | [21 empty] | 0 | [22 empty] | -1 | -1 | -1 | -1 | -1 | 0 | bar: 7 to 9
| 8 | Analog Output Range for Temperature |  | No T-Range | [21 empty] | 0 | [28 empty] | 0 | -1 | -1 | -1 | -1 | -1 | -1 | -1 | -1 | -1 | -1 | [30 empty] | 1 | 1 | 1 | 1 | 1 | bar: 1 to 9
|  |  |  | Temperature Range -60...+60C, MET | [21 empty] | 0 | [28 empty] | -1 | 0 | -1 | -1 | -1 | -1 | -1 | -1 | -1 | -1 | -1 | [30 empty] | -1 | -1 | -1 | -1 | -1 | bar: 8 to 9
|  |  |  | T -40...+60 °C (-40...+140 °F) | [21 empty] | 0 | [28 empty] | -1 | -1 | 0 | -1 | -1 | -1 | -1 | -1 | -1 | -1 | -1 | [30 empty] | -1 | -1 | -1 | -1 | -1 | bar: 1 to 9
|  |  |  | Temperature Range -40...+120C | [21 empty] | 0 | [28 empty] | -1 | -1 | -1 | 0 | -1 | -1 | -1 | -1 | -1 | -1 | -1 | [30 empty] | -1 | -1 | -1 | -1 | -1 | bar: 8 to 9
|  |  |  | T -40...+180 °C (-40...+356 °F) | [21 empty] | 0 | [28 empty] | -1 | -1 | -1 | -1 | 0 | -1 | -1 | -1 | -1 | -1 | -1 | [30 empty] | -1 | -1 | -1 | -1 | -1 | bar: 1 to 9
|  |  |  | T -20...+60°C (-4...+140 °F) | [21 empty] | 0 | [28 empty] | -1 | -1 | -1 | -1 | -1 | 0 | -1 | -1 | -1 | -1 | -1 | [30 empty] | -1 | -1 | -1 | -1 | -1 | bar: 8 to 9
|  |  |  | T -20...+80 °C (-4...+176 °F) | [21 empty] | 0 | [28 empty] | -1 | -1 | -1 | -1 | -1 | -1 | 0 | -1 | -1 | -1 | -1 | [30 empty] | -1 | -1 | -1 | -1 | -1 | bar: 1 to 9
|  |  |  | T -20...+120 °C (-4...+248 °F) | [21 empty] | 0 | [28 empty] | -1 | -1 | -1 | -1 | -1 | -1 | -1 | 0 | -1 | -1 | -1 | [30 empty] | -1 | -1 | -1 | -1 | -1 | bar: 8 to 9
|  |  |  | T 0...+60 °C (+32...+140 °F) | [21 empty] | 0 | [28 empty] | -1 | -1 | -1 | -1 | -1 | -1 | -1 | -1 | 0 | -1 | -1 | [30 empty] | -1 | -1 | -1 | -1 | -1 | bar: 1 to 9
|  |  |  | T 0...+100 °C (+32...+ 212 °F) | [21 empty] | 0 | [28 empty] | -1 | -1 | -1 | -1 | -1 | -1 | -1 | -1 | -1 | 0 | -1 | [30 empty] | -1 | -1 | -1 | -1 | -1 | bar: 8 to 9
|  |  |  | T Special range, please specify: | [21 empty] | 0 | [28 empty] | -1 | -1 | -1 | -1 | -1 | -1 | -1 | -1 | -1 | -1 | 0 | [30 empty] | -1 | -1 | -1 | -1 | -1 | bar: 1 to 9
| 9 | Output Units |  | Metric Units | [21 empty] | 0 | [39 empty] | 0 | -1 | bar: 1 to 9
|  |  |  | Non Metric Units |  |  | 9: 2 |  |  | 0 | [39 empty] | -1 | 0
hardware | 10 | Cable Connector |  | No Cable |  |  | 10: 0 |  |  | 0 | [41 empty] | 0 | -1 | -1 | -1
|  |  | • | Connection Cable Set |  |  | 10: 4 | 142 | 142 | 0 | [41 empty] | -1 | 0 | -1 | -1
|  |  | • | 8-Pin Connector Set |  |  | 10: 5 | 147 | 147 | 0 | [41 empty] | -1 | -1 | 0 | -1
|  |  | • | Cable, Instrumentation M12/8(F)-Open, 10m, PUR, OG |  |  | 10: 7 | 140 | 140 | 0 | [41 empty] | -1 | -1 | -1 | 0
| 11 | Operating Manual Language |  | No User's Guide | [21 empty] | 0 | [45 empty] | 0 | -1 | bar: 1 to 9; 11
|  |  |  | User´s Guide English | [21 empty] | 0 | [45 empty] | -1 | 0 | bar: 11
| 12 | Probe Type |  | Probe (2m,Semi-assembly) +180C, 2m | [21 empty] | 0 |  |  | -1 | [44 empty] | 0 | -1 | -1 | -1 | -1 | -1 | -1 | -1 | -1 | -1 | bar: 1 to 9; 12
|  |  | • | Probe (5m,Semi-assembly) +180C, 5m | [19 empty] | 346 | 346 | 0 |  |  | -1 | [44 empty] | -1 | 0 | -1 | -1 | -1 | -1 | -1 | -1 | -1 | -1 | bar: 12
|  |  | • | Probe(10m,Semi-assembly) +180C, 10m | [19 empty] | 771 | 771 | 0 |  |  | -1 | [44 empty] | -1 | -1 | 0 | -1 | -1 | -1 | -1 | -1 | -1 | -1 | bar: 1 to 9; 12
|  |  |  | HMP308 Probe (max insertion depth 149mm / 5.9 in) with 2m (6 ft) FEP Cable | [21 empty] | 0 |  | -1 | [45 empty] | -1 | -1 | -1 | 0 | -1 | -1 | -1 | -1 | -1 | -1 | bar: 12
|  |  | • | HMP308 Probe (max insertion depth 149mm / 5.9 in) with 5m (16ft) FEP Cable | [19 empty] | 346 | 346 | 0 |  | -1 | [45 empty] | -1 | -1 | -1 | -1 | 0 | -1 | -1 | -1 | -1 | -1 | bar: 1 to 9; 12
|  |  | • | HMP308 Probe (max insertion depth 149mm / 5.9 in) with 10m (32 ft) FEP Cable | [19 empty] | 771 | 771 | 0 |  | -1 | [45 empty] | -1 | -1 | -1 | -1 | -1 | 0 | -1 | -1 | -1 | -1 | bar: 12
|  |  | • | HMP308 Probe (max insertion depth 371mm / 14.6 in) with 2m (6 ft) FEP Cable | [19 empty] | 236 | 236 | 0 |  | -1 | [45 empty] | -1 | -1 | -1 | -1 | -1 | -1 | 0 | -1 | -1 | -1 | bar: 1 to 9; 12
|  |  | • | HMP308 Probe (max insertion depth 371mm / 14.6 in) with 5m (16ft) FEP Cable | [19 empty] | 582 | 582 | 0 |  | -1 | [45 empty] | -1 | -1 | -1 | -1 | -1 | -1 | -1 | 0 | -1 | -1 | bar: 12
|  |  |  | Probe(0.57m,Semi-assem.) +180C, 0.57m | [21 empty] | 0 |  |  | -1 | [44 empty] | -1 | -1 | -1 | -1 | -1 | -1 | -1 | -1 | 0 | -1 | bar: 1 to 9; 12
|  |  | • | HMP308 Probe (max insertion depth 371mm / 14.6 in) with 10m (32 ft) FEP Cable | [19 empty] | 1012 | 1012 | 0 |  | -1 | [45 empty] | -1 | -1 | -1 | -1 | -1 | -1 | -1 | -1 | -1 | 0 | bar: 12
| 13 | Moisture Sensor Type |  | Humidity sensor with enhanced chemical resistance (180L2) |  |  | 13: 2 |  |  | 0 | TRUE | [56 empty] | 0
| 14 | Sensor Protection in Probe |  | Stainless Steel Filter for high flow | [21 empty] | 0 | [58 empty] | 0 | -1 | bar: 1 to 9; 14
|  |  |  | Stainless Steel Filter HM47453 | [21 empty] | 0 | [58 empty] | -1 | 0 | bar: 14
| 15 | Special Features (OEM) |  | No Special Features | [21 empty] | 0 | [60 empty] | 0 | bar: 1 to 9; 15
accessory | 16 | Installation Kit | • | Ball Valve ISO1/2 with Welding Joint | [19 empty] | 256 | 256 | 0 |  | -1 | [59 empty] | 0 | -1 | -1 | -1 | -1 | -1 | bar: 1 to 16
|  |  |  | Fitting Body ISO1/2 with No Leak Srew | [21 empty] | 0 |  | -1 | [59 empty] | -1 | 0 | -1 | -1 | -1 | -1 | bar: 16
|  |  |  | Fitting Body NPT1/2 with No Leak Srew | [21 empty] | 0 |  | -1 | [59 empty] | -1 | -1 | 0 | -1 | -1 | -1 | bar: 1 to 16
|  |  | • | Swagelok for 12mm Probe 1/2" ISO Thread | [19 empty] | 167 | 167 | 0 |  |  | -1 | [58 empty] | -1 | -1 | -1 | 0 | -1 | -1 | bar: 16
|  |  | • | Swagelok for 12mm Probe 1/2" NPT Thread | [19 empty] | 113 | 113 | 0 |  |  | -1 | [58 empty] | -1 | -1 | -1 | -1 | 0 | -1 | bar: 1 to 16
|  |  | • | Swagelok for 12mm Probe 3/8" ISO Thread | [19 empty] | 113 | 113 | 0 |  |  | -1 | [58 empty] | -1 | -1 | -1 | -1 | -1 | 0 | bar: 16
| 17 | Calibration Certificate |  | No Calibration Certificate | [21 empty] | 0 | [67 empty] | 0 | -1 | bar: 1 to 15; 17
|  |  |  | Calibration Certificate At Room Temperature |  |  | 17: 2 |  |  | 0 | [67 empty] | -1 | 0
[6 empty] | MMT310 | [17 empty] | 0 | 0 | 0 | bar: 1
| Note: |  | Selections in bold are included in the prices of the basic versions.
|  | • | Selections in italic are available at an extra price.
| Links: |  | User guide
Datasheet
Technical drawing
Vaisala.com product page
Services (online store)
| accessory |  |  |  | item code
| PT100 Sensor |  |  |  | 10429SP | [18 empty] | 60 | 60
| Calibration Adapter for HMK15 |  |  |  | 211302SP | [18 empty] | 35 | 35
| M12 Connection cable 5M |  |  |  | 212142 | [18 empty] | 118 | 118
| Connector 8 Pin M12 with Screw Terminals |  |  |  | 212416SP | [18 empty] | 146 | 146
| Fitting Body Npt1/2 Solid Structure |  |  |  | 212810SP | [18 empty] | 108 | 108
| Stainless Steel Filter High Flow |  |  |  | 220752SP | [18 empty] | 87 | 87
| Ball Valve ISO1/2 with Welding Joint |  |  |  | BALLVALVE-1 | [18 empty] | 256 | 256
| Fitting Body Iso1/2 Solid Structure |  |  |  | DRW212076SP | [18 empty] | 108 | 108
| Stainless Steel Filter |  |  |  | HM47453SP | [18 empty] | 123 | 123
| Humicap180l2 |  |  |  | HUMICAP180L2 | [18 empty] | 216 | 216
| Laboratory Work for Specific ppm Calcul. |  |  |  | OILMODELLING | [18 empty] | 4816 | 4816
| Swagelok for 12mm Probe 1/2" ISO Thread |  |  |  | SWG12ISO12 | [18 empty] | 167 | 167
| Swagelok for 12mm Probe 3/8" ISO Thread |  |  |  | SWG12ISO38 | [18 empty] | 113 | 113
| Swagelok for 12mm Probe 1/2" NPT Thread |  |  |  | SWG12NPT12 | [18 empty] | 113 | 113
7
8
F
M
N
P
X
5
6
A
1
2
4
5
J
A
C
T
U
W
X
A
C
T
U
W
X
A
B
C
D
E
F
G
H
J
K
X
1
2
0
4
5
7
A
B
P
Q
R
S
T
U
V
W
X
Z
2
E
F
1
E
G
H
K
N
V
1
2

## MMT162
[22 empty] | Select grey column and press delete to clear selections => |  |  | TRUE
TRUE
|  |  |  | Price valid from: 2025-04-23 |  | Back to Index | [18 empty] | FALSE
(1 AND 2) OR (1 AND 3) OR (1 AND 4) OR (1 AND 5) OR (1 AND 6) OR (1 AND 7)
MMT162
| Moisture in Oil And Temperature Transmitter | [19 empty] | 0%
[5 empty] | Sparepart | Not valid Configuration | 1 | 2 | 3 | 4 | 5 | 6 | 7 | 8 | 9 | 10 | 11 | 12 | 13 | List Price (CAD) | Discounted
|  | Moisture in Oil And Temperature Transmitter |  |  |  | MMT162 | 6: 0 | 0 | 0 | Status | Selected | 0 | 0 | 0 | 0 | 0 | 0 | 0 | 0 | 0 | 0 | 0 | 0 | 0 | 0 | 0 | 0 | 0 | 0 | 0 | 0 | 0 | 0 | 0 | 0 | 0 | 0 | 0 | 0 | 0 | 0 | 0 | 0 | 0 | 0 | 0 | TRUE | 0 | 0 | 0 | 0 | 0 | 0 | 0 | 0 | 0 | 0 | 0 | 0 | 0 | 0 | 0 | 0 | 0 | 0 | 0 | 0 | 0 | 0 | 0 | 0 | 0 | 0 | 0
hardware | 1 | Transmitter Type | • | ISO G½" Thread | [15 empty] | 2360 | 2360 | 0 |  | 0 | -1 | bar: 1 to 8
|  |  | • | NPT ½" Thread | [15 empty] | 2360 | 2360 | 0 |  | -1 | 0 | bar: 1 to 8
| 2 | Measurement Parameters |  | Water Activity, Temperature: aw+T | [17 empty] | 0 |  |  |  | 0 | -1 | -1 | -1 | bar: 1 to 8
|  |  |  | Water Activity, ppm, Temperature for Transformer Mineral Oil only |  |  | 2: 2 |  |  | 0 |  |  |  | -1 | 0 | -1 | -1
|  |  |  | Relative Saturation, ppm, Temperature for Transformer Mineral Oil only |  |  | 2: 3 |  |  | 0 |  |  |  | -1 | -1 | 0 | -1
|  |  | • | Custom Oil ppm, Temperature, Water Activity | [15 empty] | 422 | 422 | 0 |  |  |  | -1 | -1 | -1 | 0 | bar: 2 to 8
settings | 3 | Analog Output |  | RS485 No Analog Output |  |  | 3: 0 |  |  | 0 | [7 empty] | 0 | -1 | -1 | -1 | -1 | -1 | -1
|  |  |  | RS485+ Analog Output 0...1V | [17 empty] | 0 | [7 empty] | -1 | 0 | -1 | -1 | -1 | -1 | -1 | bar: 3 to 8
|  |  |  | RS485+ Analog Output 0...5V | [17 empty] | 0 | [7 empty] | -1 | -1 | 0 | -1 | -1 | -1 | -1 | bar: 1 to 8
|  |  |  | RS485+ Analog Output 0...10V | [17 empty] | 0 | [7 empty] | -1 | -1 | -1 | 0 | -1 | -1 | -1 | bar: 3 to 8
|  |  |  | RS485+ Analog Output 4...20m | [17 empty] | 0 | [7 empty] | -1 | -1 | -1 | -1 | 0 | -1 | -1 | bar: 1 to 8
|  |  |  | RS485+ Analog Output 0...20m | [17 empty] | 0 | [7 empty] | -1 | -1 | -1 | -1 | -1 | 0 | -1 | bar: 3 to 8
|  |  |  | Modbus RTU output | [17 empty] | 0 | [7 empty] | -1 | -1 | -1 | -1 | -1 | -1 | 0 | bar: 1 to 8
| 4 | Analog Output Parameter or Function for Ch1 |  | Channel 1 None | [17 empty] | 0 | [7 empty] | 1 | -1 | -1 | -1 | -1 | -1 | 1 | 0 | -1 | -1 | -1 | -1 | -1 | -1 | -1 | -1 | -1 | -1 | bar: 1 to 8
|  |  |  | Channel 1 Water activity 0...1 ,aw (0...1) | [17 empty] | 0 | [7 empty] | -1 | [5 empty] | -1 | -1 | 0 | -1 | -1 | -1 | -1 | -1 | -1 | -1 | -1 | -1 | bar: 4 to 8
|  |  |  | Channel 1 ppmw 0...100 ppm | [17 empty] | 0 |  |  |  | -1 |  |  |  | -1 | [5 empty] | -1 | -1 | -1 | 0 | -1 | -1 | -1 | -1 | -1 | -1 | -1 | -1 | bar: 1 to 8
|  |  |  | Channel 1 ppmw 0...500 ppm | [17 empty] | 0 |  |  |  | -1 |  |  |  | -1 | [5 empty] | -1 | -1 | -1 | -1 | 0 | -1 | -1 | -1 | -1 | -1 | -1 | -1 | bar: 4 to 8
|  |  |  | Channel 1 Relative Saturation 0...1000%, %RS (=100 x aw) | [17 empty] | 0 |  |  |  | -1 | -1 |  | -1 | -1 | [5 empty] | -1 | -1 | -1 | -1 | -1 | 0 | -1 | -1 | -1 | -1 | -1 | -1 | bar: 1 to 8
|  |  |  | Channel 1 T -40...+60°C (-40...+140°F) | [17 empty] | 0 | [7 empty] | -1 | [5 empty] | -1 | -1 | -1 | -1 | -1 | -1 | 0 | -1 | -1 | -1 | -1 | -1 | bar: 4 to 8
|  |  |  | Channel 1 T -20...+80°C (-4....176°F) | [17 empty] | 0 | [7 empty] | -1 | [5 empty] | -1 | -1 | -1 | -1 | -1 | -1 | -1 | 0 | -1 | -1 | -1 | -1 | bar: 1 to 8
|  |  |  | Channel 1 T 0...100°C (32...212°F) | [17 empty] | 0 | [7 empty] | -1 | [5 empty] | -1 | -1 | -1 | -1 | -1 | -1 | -1 | -1 | 0 | -1 | -1 | -1 | bar: 4 to 8
|  |  |  | Channel 1 T -40...+100°C (-40...212°F) | [17 empty] | 0 | [7 empty] | -1 | [5 empty] | -1 | -1 | -1 | -1 | -1 | -1 | -1 | -1 | -1 | 0 | -1 | -1 | bar: 1 to 8
|  |  |  | Channel 1 ppmw 0...200 | [17 empty] | 0 |  |  |  | -1 |  |  |  | -1 | [5 empty] | -1 | -1 | -1 | -1 | -1 | -1 | -1 | -1 | -1 | -1 | 0 | -1 | bar: 4 to 8
|  |  |  | Channel 1 Define Scale and Parameter | [17 empty] | 0 | [7 empty] | -1 | [5 empty] | -1 | -1 | -1 | -1 | -1 | -1 | -1 | -1 | -1 | -1 | -1 | 0 | bar: 1 to 8
| 5 | MMT162: Analog Output Parameter or Function for Ch2 |  | Channel 2 None | [17 empty] | 0 | [7 empty] | 1 | -1 | -1 | -1 | -1 | -1 | 1 | [11 empty] | 0 | -1 | -1 | -1 | -1 | -1 | -1 | -1 | -1 | -1 | -1 | bar: 1 to 8
|  |  |  | Channel 2, Water activity 0...1, aw (0...1) | [17 empty] | 0 | [7 empty] | -1 | [5 empty] | -1 | [11 empty] | -1 | 0 | -1 | -1 | -1 | -1 | -1 | -1 | -1 | -1 | -1 | bar: 5 to 8
|  |  |  | Channel 2 ppmw 0...100 ppm | [17 empty] | 0 |  |  |  | -1 |  |  |  | -1 | [5 empty] | -1 | [11 empty] | -1 | -1 | 0 | -1 | -1 | -1 | -1 | -1 | -1 | -1 | -1 | bar: 1 to 8
|  |  |  | Channel 2 ppmw 0...500 ppm | [17 empty] | 0 |  |  |  | -1 |  |  |  | -1 | [5 empty] | -1 | [11 empty] | -1 | -1 | -1 | 0 | -1 | -1 | -1 | -1 | -1 | -1 | -1 | bar: 5 to 8
|  |  |  | Channel 2 Relative Saturation 0...100%, %RS (=100 x aw) | [17 empty] | 0 |  |  |  | -1 | -1 |  | -1 | -1 | [5 empty] | -1 | [11 empty] | -1 | -1 | -1 | -1 | 0 | -1 | -1 | -1 | -1 | -1 | -1 | bar: 1 to 8
|  |  |  | Channel 2 T -40...+60°C (-40...+140°F) | [17 empty] | 0 | [7 empty] | -1 | [5 empty] | -1 | [11 empty] | -1 | -1 | -1 | -1 | -1 | 0 | -1 | -1 | -1 | -1 | -1 | bar: 5 to 8
|  |  |  | Channel 2 T -20...+80°C (-4....176°F) | [17 empty] | 0 | [7 empty] | -1 | [5 empty] | -1 | [11 empty] | -1 | -1 | -1 | -1 | -1 | -1 | 0 | -1 | -1 | -1 | -1 | bar: 1 to 8
|  |  |  | Channel 2 T 0...100°C (32...212°F) | [17 empty] | 0 | [7 empty] | -1 | [5 empty] | -1 | [11 empty] | -1 | -1 | -1 | -1 | -1 | -1 | -1 | 0 | -1 | -1 | -1 | bar: 5 to 8
|  |  |  | Channel 2 T -40...+100°C (-40...+212°F) | [17 empty] | 0 | [7 empty] | -1 | [5 empty] | -1 | [11 empty] | -1 | -1 | -1 | -1 | -1 | -1 | -1 | -1 | 0 | -1 | -1 | bar: 1 to 8
|  |  |  | Channel 2 ppmw 0...200 | [17 empty] | 0 |  |  |  | -1 |  |  |  | -1 | [5 empty] | -1 | [11 empty] | -1 | -1 | -1 | -1 | -1 | -1 | -1 | -1 | -1 | 0 | -1 | bar: 5 to 8
|  |  |  | Channel 2 Define Scale and Parameter | [17 empty] | 0 | [7 empty] | -1 | [5 empty] | -1 | [11 empty] | -1 | -1 | -1 | -1 | -1 | -1 | -1 | -1 | -1 | -1 | 0 | bar: 1 to 8
| 6 | Heatings |  | No Heating |  |  | 6: 0 |  |  | 0 | TRUE | [35 empty] | 0
| 7 | Output Units |  | Metric Units | [17 empty] | 0 | [37 empty] | 0 | -1 | bar: 1 to 8
|  |  |  | Non Metric Units | [17 empty] | 0 | [37 empty] | -1 | 0 | bar: 7 to 8
| 8 | Special Features |  | Stainless Steel Filter Hole diam.3mm ,4x4 MIM | [17 empty] | 0 | [39 empty] | 0 | -1 | -1 | bar: 1 to 8
|  |  |  | Stainless Steel Filter for high flow | [17 empty] | 0 | [39 empty] | -1 | 0 | -1 | bar: 8
|  |  |  | DRW010281 PPS Grid with steel Netting | [17 empty] | 0 | [39 empty] | -1 | -1 | 0 | bar: 1 to 8
accessory | 9 | Cable for Analog Output and Power Supply (Port I) |  | No Cable |  |  | 9: 0 |  |  | 0 | [42 empty] | 0 | -1 | -1 | -1 | -1 | -1 | -1
|  |  | • | 0.3 m (1.0 ft) Shielded M8 Threaded Connector with Open Leads | [15 empty] | 24 | 24 | 0 | [42 empty] | -1 | 0 | -1 | -1 | -1 | -1 | -1 | bar: 9
|  |  | • | 3 m (9.8 ft) Shielded M8 Threaded Connector with Open Leads |  |  | 9: 2 | 49 | 49 | 0 | [42 empty] | -1 | -1 | 0 | -1 | -1 | -1 | -1
|  |  | • | 5 m (16.4 ft) Shielded M8 Threaded Connector with Open Leads |  |  | 9: 3 | 74 | 74 | 0 | [42 empty] | -1 | -1 | -1 | 0 | -1 | -1 | -1
|  |  | • | 10 m (32.8 ft) Shielded M8 Threaded Connector with Open Leads |  |  | 9: 4 | 130 | 130 | 0 | [42 empty] | -1 | -1 | -1 | -1 | 0 | -1 | -1
|  |  | • | 3 m (9.8 ft) shielded threaded connector 90° with open leads |  |  | 9: 6 | 42 | 42 | 0 | [42 empty] | -1 | -1 | -1 | -1 | -1 | 0 | -1
|  |  | • | 5 m (16.4 ft) shielded threaded connector 90° with open leads |  |  | 9: 7 | 74 | 74 | 0 | [42 empty] | -1 | -1 | -1 | -1 | -1 | -1 | 0
| 10 | Cable for RS485 and Power Supply (Port II) |  | No Cable |  |  | 10: 0 |  |  | 0 | [49 empty] | 0 | -1 | -1 | -1 | -1 | -1 | -1
|  |  | • | 0.3 m (1.0 ft) shielded M8 threaded connector with open leads | [15 empty] | 24 | 24 | 0 | [49 empty] | -1 | 0 | -1 | -1 | -1 | -1 | -1 | bar: 10
|  |  | • | 3 m (9.8 ft) shielded M8 threaded connector with open leads |  |  | 10: 2 | 59 | 59 | 0 | [49 empty] | -1 | -1 | 0 | -1 | -1 | -1 | -1
|  |  | • | 5 m (16.4 ft) shielded M8 threaded connector with open leads |  |  | 10: 3 | 74 | 74 | 0 | [49 empty] | -1 | -1 | -1 | 0 | -1 | -1 | -1
|  |  | • | 10 m (32.8 ft) shielded M8 threaded connector with open leads |  |  | 10: 4 | 130 | 130 | 0 | [49 empty] | -1 | -1 | -1 | -1 | 0 | -1 | -1
|  |  | • | 3 m (9.8 ft) shielded threaded connector 90° with open leads |  |  | 10: 6 | 69 | 69 | 0 | [49 empty] | -1 | -1 | -1 | -1 | -1 | 0 | -1
|  |  | • | 5 m (16.4 ft) shielded threaded connector 90° with open leads |  |  | 10: 7 | 78 | 78 | 0 | [49 empty] | -1 | -1 | -1 | -1 | -1 | -1 | 0
hardware | 11 | Labeling |  | Vaisala | [17 empty] | 0 | [56 empty] | 0 | -1 | bar: 1 to 11
|  |  |  | None | [17 empty] | 0 | [56 empty] | -1 | 0 | bar: 11
| 12 | Package |  | Cardboard Single Package for MMT162/DMT152 | [17 empty] | 0 | [58 empty] | 0 | -1 | -1 | bar: 1 to 10; 12
|  |  |  | Package for 10 Units for MMT162 |  |  | 12: 2 |  |  | 0 | [58 empty] | -1 | 0 | -1
|  |  | • | Vacuum Pack for MMT162 | [15 empty] | 95 | 95 | 0 | [58 empty] | -1 | -1 | 0 | bar: 1 to 10; 12
accessory | 13 | User's Guide |  | No User's Guide | [17 empty] | 0 | [61 empty] | 0 | -1 | bar: 1 to 8; 11 to 13
|  |  |  | Quick Reference Guide MMT162 | [17 empty] | 0 | [61 empty] | -1 | 0 | bar: 13
[6 empty] | MMT162 | 1: 0 | 0 | 0 | 0
| Note: |  | Selections in bold are included in the prices of the basic versions.
|  | • | Selections in italic are available at an extra price.
| Links: |  | User guide
Datasheet
Technical drawing
Vaisala.com product page
Services (online store)
| accessory |  |  |  | item code
| Cable, Instrumentation M8/4(F)-Open, 4x0.25mm2, 2m, PVC, Snap in, BLK |  |  |  | 211598 | [14 empty] | 27 | 27
| Protection Plug MP300 Dryflex-moulding |  |  |  | 218675SP | [14 empty] | 121 | 121
| Plug Kit Plug G 1/2 with Seal |  |  |  | 218773 | [14 empty] | 60 | 60
| USB Service Cable M8-4F, RS485 |  |  |  | 219690 | [14 empty] | 162 | 162
| MI70 Connection Cable with M8-4F Connector |  |  |  | 219980SP | [14 empty] | 232 | 232
| Stainless Steel Filter Hole diam. 2mm , 3x4 HF |  |  |  | 221494SP | [14 empty] | 87 | 87
| Sealing ring set, 3 pcs D21/28x1,5 Cu ISO 1/2" |  |  |  | 221524SP | [14 empty] | 31 | 31
| Sealing ring set, 3 pcs D 21,5/28,6 x2,3 U-seal |  |  |  | 221525SP | [14 empty] | 42 | 42
| Connection Cable, M8-4F 90° - open wires, 5 m |  |  |  | 221740 | [14 empty] | 74 | 74
| Plug 1/2 Tapered Thread CL- 2611-1/2 KK |  |  |  | 222507 | [14 empty] | 60 | 60
| Stainless Steel Filter Hole diam.3mm ,4x4 MIM |  |  |  | 225356SP | [14 empty] | 87 | 87
| FEP Connection Cable, M8-4F - Open wires, 3 m |  |  |  | 226902SP | [14 empty] | 175 | 175
| Weather Shield for MMT162 |  |  |  | ASM245628SP | [14 empty] | 372 | 372
| Sampling Cell DMT242SC with Female Connectors, inlet G3/8" & outlet G1/4" ISO |  |  |  | DMT242SC | [14 empty] | 162 | 162
| Sampling Cell DMT242SC2 with Swagelok Connectors for 1/4" Tubing |  |  |  | DMT242SC2 | [14 empty] | 252 | 252
| Connection Cable, M8-4F - Open Wires, 0.32 m |  |  |  | HMP50Z032SP | [14 empty] | 42 | 42
| Connection Cable, M8-4F - Open Wires, 10 m |  |  |  | HMP50Z1000SP | [14 empty] | 175 | 175
| Shielded Cable, 1.20m 4-pin M8 Female Straight |  |  |  | HMP50Z120 | [14 empty] | 59 | 59
| Connection Cable, M8-4F - Open Wires, 3 m |  |  |  | HMP50Z300SP | [14 empty] | 67 | 67
| Connection Cable, M8-4F - Open Wires, 5 m |  |  |  | HMP50Z500SP | [14 empty] | 87 | 87
| LED Cable, 3.0m, 4-pin M8 Female angle |  |  |  | MP300LEDCBL | [14 empty] | 87 | 87
| Service |  |  |  | item code
| Services for MMT162 |  |  |  | MMT162SERVICES
B
C
1
2
3
X
0
A
B
C
D
E
M
A
B
C
D
E
F
G
H
J
K
X
A
B
C
D
E
F
G
H
J
K
X
0
A
B
A
B
C
0
1
2
3
4
6
7
0
1
2
3
4
6
7
A
X
1
2
Y
A
X

## MM70
[23 empty] | Select grey column and press delete to clear selections => |  |  | TRUE
TRUE
|  |  |  | Price valid from: 2025-04-23 |  | Back to Index | [19 empty] | FALSE
MM70
| Handheld Moisture in Oil Meter | [20 empty] | 0%
[5 empty] | Sparepart | Not valid Configuration | 1 | 2 | 3 | 4 | 5 | 6 | 7 | 8 | 9 | 10 | 11 | 12 | 13 | 14 | List Price (CAD) | Discounted
|  | Handheld Moisture in Oil Meter |  |  |  | MM70 | 3: A; 4: 1; 5: A; 7: A; 14: 0 | 0 | 0 | Status | Selected | 0 | 0 | 0 | 0 | 0 | 0 | 0 | 0 | 0 | TRUE | TRUE | TRUE | 0 | 0 | 0 | 0 | 0 | 0 | TRUE | 0 | 0 | 0 | 0 | 0 | 0 | 0 | 0 | 0 | 0 | 0 | 0 | 0 | 0 | 0 | 0 | 0 | 0 | 0 | 0 | 0 | TRUE
hardware | 1 | Indicator Type |  | No Indicator, Probe Only | [18 empty] | 0 |  | 0 | -1 | -1 | -1 | -1 | -1 | -1 | -1 | bar: 1 to 14
|  |  | • | Rechargeable Indicator with Euro AC Adapter | [16 empty] | 1438 | 1438 | 0 |  | -1 | 0 | -1 | -1 | -1 | -1 | -1 | -1 | bar: 1 to 14
|  |  | • | Rechargeable Indicator with UK AC Adapter | [16 empty] | 1438 | 1438 | 0 |  | -1 | -1 | 0 | -1 | -1 | -1 | -1 | -1 | bar: 1 to 14
|  |  | • | Rechargeable Indicator with US AC Adapter | [16 empty] | 1438 | 1438 | 0 |  | -1 | -1 | -1 | 0 | -1 | -1 | -1 | -1 | bar: 1 to 14
|  |  | • | Rechargeable Indicator with AUS AC Adapter | [16 empty] | 1438 | 1438 | 0 |  | -1 | -1 | -1 | -1 | 0 | -1 | -1 | -1 | bar: 1 to 14
|  |  | • | Rechargeable Indicator with all AC Adapters | [16 empty] | 1438 | 1438 | 0 |  | -1 | -1 | -1 | -1 | -1 | 0 | -1 | -1 | bar: 1 to 14
|  |  | • | Rechargeable Indicator with JP AC Adapter | [16 empty] | 1438 | 1438 | 0 |  | -1 | -1 | -1 | -1 | -1 | -1 | 0 | -1 | bar: 1 to 14
|  |  | • | Indicator with Alkaline Batteries | [16 empty] | 1344 | 1344 | 0 |  | -1 | -1 | -1 | -1 | -1 | -1 | -1 | 0 | bar: 1 to 14
| 2 | Labels |  | Vaisala Brandlabel | [18 empty] | 0 | [9 empty] | 0 | bar: 1 to 14
| 3 | Probe Type | • | MMP78 Probe -40...+100 °C (-40...+212 °F) | [16 empty] | 4124 | 4124 | 0 | TRUE | [9 empty] | 0 | bar: 1 to 14
| 4 | Sensor |  | Humidity sensor with enhanced chemical resistance (180L2) | [18 empty] | 0 | TRUE | [10 empty] | 0 | bar: 1 to 14
| 5 | Filter |  | Stainless Steel Filter HM47453 | [18 empty] | 0 | TRUE | [11 empty] | 0 | bar: 1 to 14
accessory | 6 | Indicator Accessories |  | No Accessories |  |  | 6: 0 |  |  | 0 | [13 empty] | 0 | -1 | -1 | -1 | -1 | -1
|  |  | • | MI70LINK Software with RS-232 cable | [16 empty] | 153 | 153 | 0 | [13 empty] | -1 | 0 | -1 | -1 | -1 | -1 | bar: 6 to 14
|  |  | • | Analog Output-signal Cable |  |  | 6: 2 | 81 | 81 | 0 | [13 empty] | -1 | -1 | 0 | -1 | -1 | -1
|  |  | • | MI70LINK with RS232 cable (D9 connector) and Analog output cable (0-1 V) |  |  | 6: 3 | 241 | 241 | 0 | [13 empty] | -1 | -1 | -1 | 0 | -1 | -1
|  |  |  | Software Interface Kit |  |  | 6: 4 |  |  | 0 | [13 empty] | -1 | -1 | -1 | -1 | 0 | -1
|  |  | • | MI70 USB Connection Cable |  |  | 6: 5 | 212 | 212 | 0 | [13 empty] | -1 | -1 | -1 | -1 | -1 | 0
| 7 | Calibration |  | Calibration Certificate at Room Temperature | [18 empty] | 0 | TRUE | [18 empty] | 0 | bar: 1 to 14
| 8 | Installation Accessories |  | No Accessories |  |  | 8: 0 |  |  | 0 | [20 empty] | 0 | -1 | -1
|  |  | • | Ball Valve Set 1/2 Inch.+Blanking Plug | [16 empty] | 343 | 343 | 0 | [20 empty] | -1 | 0 | -1 | bar: 8 to 14
|  |  | • | Thread Adapter 1/2" ISO Female to 1/2" NPT Male |  |  | 8: 2 | 31 | 31 | 0 | [20 empty] | -1 | -1 | 0
settings | 9 | Measured Variables |  | Water Activity (aw) and Temperature (T) for General Use | [18 empty] | 0 | [23 empty] | 0 | -1 | -1 | -1 | -1 | bar: 1 to 14
|  |  |  | aw+T+ppm for Mineral Transformer Oil | [18 empty] | 0 | [23 empty] | -1 | 0 | -1 | -1 | -1 | bar: 9 to 14
|  |  |  | %RS+T+ppm for Mineral Transformer Oil | [18 empty] | 0 | [23 empty] | -1 | -1 | 0 | -1 | -1 | bar: 1 to 14
|  |  |  | Code RS+T+ppm | [18 empty] | 0 | [23 empty] | -1 | -1 | -1 | 0 | -1 | bar: 9 to 14
|  |  | • | aw+T+ppm for Specific Transformer Oil Type | [16 empty] | 471 | 471 | 0 | [23 empty] | -1 | -1 | -1 | -1 | 0 | bar: 1 to 14
accessory | 10 | Connection Cable to a Transmitter |  | No Cable |  |  | 10: 0 |  |  | 0 | [28 empty] | 0 | -1 | -1 | -1 | -1
|  |  | • | MI70 Connection Cable for HMP230 Series | [16 empty] | 100 | 100 | 0 | [28 empty] | -1 | 0 | -1 | -1 | -1 | bar: 10 to 14
|  |  | • | Connection Cable MI70 RKC 8/9+4Pin Cable |  |  | 10: 2 | 118 | 118 | 0 | [28 empty] | -1 | -1 | 0 | -1 | -1
|  |  | • | MI70 Connection Cable for HMT/DMT/MMT/PTB330 and HMT120/130-series |  |  | 10: 3 | 101 | 101 | 0 | [28 empty] | -1 | -1 | -1 | 0 | -1
|  |  | • | MI70 Connection Cable for HMW90, DMT152/MMT162 |  |  | 10: 4 | 232 | 232 | 0 | [28 empty] | -1 | -1 | -1 | -1 | 0
| 11 | Probe Extension Cable |  | No Service Cable | [18 empty] | 0 | [33 empty] | 0 | -1 | bar: 1 to 14
|  |  | • | Cable, Instrumentation M12/4(M)-M12/4(F), 10m, PUR, HF, BLK | [16 empty] | 81 | 81 | 0 | [33 empty] | -1 | 0 | bar: 11 to 14
| 12 | Carrying Case |  | No Carrying Case |  |  | 12: 0 |  |  | 0 | [35 empty] | 0 | -1
|  |  | • | Weatherproof Carrying Case for Long Probe |  |  | 12: 2 | 622 | 622 | 0 | [35 empty] | -1 | 0
| 13 | Manual Language |  | No User's Guide | [18 empty] | 0 | [37 empty] | 0 | -1 | -1 | -1 | bar: 1 to 14
|  |  |  | English User Guide MM70 | [18 empty] | 0 | [37 empty] | -1 | 0 | -1 | -1 | bar: 13 to 14
|  |  |  | German User Guide MM70 | [18 empty] | 0 | [37 empty] | -1 | -1 | 0 | -1 | bar: 1 to 14
|  |  |  | Japanese User Guide MM70 | [18 empty] | 0 | [37 empty] | -1 | -1 | -1 | 0 | bar: 13 to 14
| 14 | Service |  | No Service |  |  | 14: 0 |  |  | 0 | TRUE | [40 empty] | 0
[6 empty] | MM70 | 1: A1AA0 | 4124 | 4124 | 0
| Note: |  | Selections in bold are included in the prices of the basic versions.
|  | • | Selections in italic are available at an extra price.
| Links: |  | User guide
Datasheet
Technical drawing
Services (online store)
| accessory |  |  |  | item code
| PT100 Sensor |  |  |  | 10429SP | [15 empty] | 60 | 60
| Pressure Fitting ISO 1/2 to NPT 1/2 |  |  |  | 210662SP | [15 empty] | 60 | 60
| Calibration Adapter for HMK15 |  |  |  | 211302SP | [15 empty] | 35 | 35
| MI70 Connection Cable for HMT/DMT/MMT/PTB330 and HMT120/130-series |  |  |  | 211339 | [15 empty] | 101 | 101
| Probe Extension Cable 10m |  |  |  | 213107SP | [15 empty] | 123 | 123
| Blanking plug + M-nut |  |  |  | 213617SP | [15 empty] | 56 | 56
| MI70 USB Connection Cable |  |  |  | 219687 | [15 empty] | 212 | 212
| Battery, NiMH 4.8V HM47438 |  |  |  | 26755 | [15 empty] | 74 | 74
| MI70 Connection Cable for HMP230 Series |  |  |  | 27159ZZ | [15 empty] | 100 | 100
| Analog Output-signal Cable |  |  |  | 27168ZZ | [15 empty] | 81 | 81
| Fitting Body Iso1/2 Solid Structure |  |  |  | DRW212076SP | [15 empty] | 108 | 108
| Protecting Cap MM70/MMP78 |  |  |  | DRW215988SP | [15 empty] | 40 | 40
| Wrench MM70/MMP78 |  |  |  | DRW216040SP | [15 empty] | 56 | 56
| MI70 Connection Cable with M12-8F Connector |  |  |  | DRW216050SP | [15 empty] | 162 | 162
| Manual Press |  |  |  | HM36854SP | [15 empty] | 69 | 69
| Stainless Steel Filter |  |  |  | HM47453SP | [15 empty] | 123 | 123
| Ball Valve Set 1/2 Inch.+Blanking Plug |  |  |  | HMP228BVS | [15 empty] | 343 | 343
| Humicap180l2 |  |  |  | HUMICAP180L2 | [15 empty] | 216 | 216
| AC-adapter for MI70 Indicator, all Plugs |  |  |  | MI70ALLADAPTER | [15 empty] | 173 | 173
| AC-adapter for MI70 Indicator, AUS Plug |  |  |  | MI70AUSADAPTER | [15 empty] | 121 | 121
| Plastic Case HPRC2530 |  |  |  | MI70CASE4 | [15 empty] | 622 | 622
| AC-adapter for MI70 Indicator, EURO Plug |  |  |  | MI70EUROADAPTER | [15 empty] | 121 | 121
| MI70LINK Software with RS-232 cable |  |  |  | MI70LINK | [15 empty] | 153 | 153
| AC-adapter for MI70 Indicator, UK Plug |  |  |  | MI70UKADAPTER | [15 empty] | 121 | 121
| AC-adapter for MI70 Indicator, US Plug |  |  |  | MI70USADAPTER | [15 empty] | 121 | 121
| Fitting Body Set Npt 1/2 |  |  |  | NPTFITBODASP | [15 empty] | 108 | 108
A
B
C
D
E
F
J
K
1
A
1
A
0
1
2
3
4
5
A
0
1
2
A
B
C
D
X
0
1
2
3
4
A
B
0
2
A
B
C
J
0

## family DTR500
|  | Price valid from: 2025-04-23 | Back to Index
family DTR500
| Description |  | Product Code | List Price (CAD) | Discounted
| Radiation Shield for HMP155+Mounting Kit |  | DTR503ASP | 847 | 847
| Cable Tie 2.5x100 Black PA66 |  | 11995 | 9 | 9
| DTR13 Radiation Shield for T/U Sensor |  | DTR13 | 1536 | 1536
| DTR13 Radiation Shield with DKPFIXP22H Arm |  | DTR13P22H | 1861 | 1861
| DTR13 Radiation Shield with DKPFIXP44H Arm |  | DTR13P44H | 2097 | 2097
| Small Radiation Shield |  | DTR502 | 537 | 537
| Small Radiation Shield with Mounting Arm |  | DTR502A | 727 | 727
| Radiation Shield with Mounting Kit |  | DTR502B | 883 | 883
| Compact Radiation Shield |  | DTR503 | 582 | 582
| Compact Radiation Shield with Mounting Arm |  | DTR503A | 794 | 794
| Pole Mounting Kit for DTR502 family |  | 210257 | 250 | 250
| Probe installation kit for DTR502 |  | 210623 | 104 | 104

## HMP155
Select grey cells and press delete to clear selections =>
|  |  | Price valid from: 2025-04-23 |  | Back to Index
HMP155
Humidity and Temperature Probe for Outdoor Applications | [21 empty] | 0%
|  |  |  | Sparepart | No configuration checking! | 1 | 2 | 3 | 4 | 5 | 6 | 7 | 8 | 9 | 10 | 11 | 12 | 13 | 14 | 15 | List Price (CAD) | Discounted | Item code
| Humidity and Temperature Probe for Outdoor Applications |  |  |  | HMP155 | [15 empty] | 0 | 0 | bar: 15
1 | Probe Type | • | HMP155A: Analog Output for Humidity and Temperature | [17 empty] | 1480 | 1480 | bar: 1
|  | • | HMP155D: Analog Output for Humidity, Passive Output for Temperature | [17 empty] | 1347 | 1347 | bar: 1
|  | • | HMP155E: Digital Output for Humidity and Temperature | [17 empty] | 1480 | 1480 | bar: 1
2 | Signal Output Selection |  | Digital Output RS-485 | bar: 2
|  |  | 0...1V |  |  | 2: 2
|  |  | 0...5V |  |  | 2: 3
|  |  | 0...10V |  |  | 2: 4
3 | First Analog Parameter to be Reported (Channel 1) |  | Digital communication | bar: 3
RH 0...100% | bar: 3
Dew Point Temperature in Range -60 ... +60°C (-76…+140°F) | bar: 3
Frost Point Temperature in Range -60 ... +60°C (-76…+140°F) | bar: 3
Wet Bulb Temperature in Range 0 ... +60°C (32…+140°F) | bar: 3
Mixing Ratio in Range 0 ... 200 g/kg | bar: 3
Air Temperature in range -40 ... +60°C (-40…+140°F) | bar: 3
Air Temperature in range -80 ... +60°C (-112…+140°F) | bar: 3
4 | Second Analog Parameter to be Reported (Channel 2) |  | Digital communication | bar: 4
RH (0...100%RH) | bar: 4
Td (-60...+60´C) (-76…+140°F) | bar: 4
Tdf (-60...+60´C) (-76…+140°F) | bar: 4
Tw (0...+60´C) (32…+140°F) | bar: 4
x (0...200g/kg d a) | bar: 4
Temperature -40...+60 °C (-40…+140 °F) | bar: 4
T (-80...+60´C) (-112…+140°F) | bar: 4
5 | Reporting Units in Data Message |  | Metric units | bar: 5
|  |  | Non metric units |  |  | 5: 2
|  |  | AWOS-Settings |  |  | 5: 3
6 | Humidity Sensor Type |  | General Purpose HumiCap 180R | bar: 6
|  | • | Composite Sensor HumiCap 180RC |  |  | 6: 2 | 51 | 51
|  |  | General Purpose InterCap |  |  | 6: 3
|  | • | Composite Sensor InterCapC |  |  | 6: 4 | 51 | 51
|  |  | General Purpose HumiCap R2 |  |  | 6: 5
|  | • | Composite Sensor HumiCap R2C |  |  | 6: 6 | 51 | 51
|  |  | General Purpose HumiCap 180R with YSI thermistor |  |  | 6: 7
7 | Heating Options to Avoid Condensation Issues |  | No Heating | bar: 7
|  | • | Warmed Probe | [17 empty] | 192 | 192 | bar: 7
|  | • | Warmed Probe with XHeat (for Some Industrial Applications Only) | [17 empty] | 311 | 311 | bar: 7
8 | Chemical Purge for Better Long Term Stability |  | No Chemical Purge |  |  | 8: 0
Periodical Chemical Purge, Specific Time Intervals | bar: 8
|  |  | Start-up Chemical Purge, When Powered-up |  |  | 8: 2
|  |  | Start-up and Periodical Chemical Purge |  |  | 8: 3
|  |  | Manual Purge with MI70 Handheld Device Chemical Purge |  |  | 8: 4
9 | Protective Filter for Sensing Elements in Probe Head |  | Sintered PTFE-filter, Best protection for Long-term Stability | bar: 9
Membrane Filter 12,0mm UV-stabilized PC, White | bar: 9
10 | Data Output Cable |  | No Cable |  |  | 10: 0
|  | • | 3.5m Cable with Connector on HMP155 End + Open Leads on the Other End | [17 empty] | 82 | 82 | bar: 10
|  | • | 10m Cable with Connector on HMP155 End + Open Leads on the Other End |  |  | 10: 2 | 124 | 124
|  | • | 30m Cable with Connector on HMP155 End + Open Leads on the Other End |  |  | 10: 3 | 406 | 406
|  | • | 5m Cable with Connector on HMP155 End + Open Leads on the Other End |  |  | 10: 4 | 104 | 104
|  | • | QMH101 Cable M12, 0.6 m |  |  | 10: 5 | 175 | 175
|  | • | QMH102 Cable M12, 3 m |  |  | 10: 6 | 250 | 250
|  | • | 0.8m Cable with Connector on HMP155 End + Open Leads on the Other End |  |  | 10: 7 | 62 | 62
|  | • | 100m Cable with Connector on HMP155 End + Open Leads on the Other End |  |  | 10: 8 | 1588 | 1588
|  | • | MAWS201M Cable 0.6m | [17 empty] | 555 | 555 | bar: 10
|  | • | HMP155 Cable for AWS520 | [17 empty] | 358 | 358 | bar: 10
11 | External Temperature Probe |  | No Temperature Probe | bar: 11
|  | • | T-probe with 2m Cable | [17 empty] | 221 | 221 | bar: 11
No T-Probe for MAWS | bar: 11
No T-Probe, CFG08 for AWS310, RWS200 and AWS310-SITE | bar: 11
|  | • | T-Probe with 2m Cable, CFG09 for AWS310, AWS310-SITE, RWS200 and FD70 | [17 empty] | 282 | 282 | bar: 11
|  | • | T-Probe with 2m Cable, CFG10 for RWS200 | [17 empty] | 282 | 282 | bar: 11
No Additional T-Probe Settings for MAWS201MR use | bar: 11
12 | Calibration |  | RH&T-calibration in room temperature | bar: 12
|  |  | Accredited Calibration for HMP155 (HMP155NPC) |  |  | 12: 3
13 | Maintenance Cables | • | USB-M12 Service Cable | [17 empty] | 217 | 217 | bar: 13
|  | • | MI70 connection cable | [17 empty] | 282 | 282 | bar: 13
| Settings for Specific Customers |  | CSP for MeteoSwiss | bar: 13
HMP155 CSP for NWS | bar: 13
14 | Installation Accessories for Radiation Shields |  | Standard Installation Kit |  |  | 14: 0
|  | • | Installation Adapter for HMP155 and T-probe to Stevenson Screen | [17 empty] | 160 | 160 | bar: 14
|  | • | Installation Adapter for additional T-probe to DTR502 |  |  | 14: 2 | 107 | 107
|  | • | Installation Adapter for Additional T-probe to DTR13 |  |  | 14: 3 | 140 | 140
|  |  | Pre-setting for PTB330TS |  |  | 14: 4
15 | Default |  | Hmp155 Sub Assembly | [21 empty] | TRUE | bar: 15
[5 empty] | HMP155 | [15 empty] | 0 | 0 | bar: 1
Note: |  | Selections in bold are included in the prices of the basic versions.
| • | Selections in italic are available at an extra price.
Links: |  | User guide
Datasheet
Technical drawing
Vaisala.com product page
Services (online store)
accessory |  |  |  | item code
Vaisala INTERCAP® Humidity Sensor (1 pc) |  |  |  | 15778HM | [16 empty] | 106 | 106
LiCl Salt (11 %RH) for One Chamber |  |  |  | 19729HM | [16 empty] | 111 | 111
Calibration Adapter for HMK15 |  |  |  | 211302SP | [16 empty] | 35 | 35
Calibration Adapter (short) for HMK15 |  |  |  | 218377SP | [16 empty] | 35 | 35
Sintered PTFE Filter |  |  |  | 219452SP | [16 empty] | 96 | 96
M12 Connection Cable 3.5M |  |  |  | 220496 | [16 empty] | 82 | 82
USB-M12 Service Cable |  |  |  | 221040 | [16 empty] | 217 | 217
Installation Adapter for Additional T-probe to DTR13 |  |  |  | 221069 | [16 empty] | 140 | 140
Installation Adapter for additional T-probe to DTR502 |  |  |  | 221072 | [16 empty] | 107 | 107
Protection set for calibration buttons |  |  |  | 221318 | [16 empty] | 47 | 47
Installation Adapter for HMP155 and T-probe to Stevenson Screen |  |  |  | 221321 | [16 empty] | 160 | 160
MI70 connection cable |  |  |  | 221801 | [16 empty] | 282 | 282
M12 Connection Cable 5M |  |  |  | 223283 | [16 empty] | 104 | 104
Plastic Grid with Membrane Filter |  |  |  | 230727SP | [16 empty] | 49 | 49
Thermometer (red liquid) With Protecting Tube |  |  |  | 25130HM | [16 empty] | 385 | 385
M12 Connection Cable 0.81M |  |  |  | 272226 | [16 empty] | 62 | 62
M12 Connection Cable L=100m |  |  |  | 279350 | [16 empty] | 1588 | 1588
Junction Shelter HMP155 Connector Cover |  |  |  | DRW236638 | [16 empty] | 23 | 23
DTR13 Radiation Shield with DKPFIXP44H Arm |  |  |  | DTR13P44H | [16 empty] | 2097 | 2097
Small Radiation Shield |  |  |  | DTR502 | [16 empty] | 537 | 537
Small Radiation Shield with Mounting Arm |  |  |  | DTR502A | [16 empty] | 727 | 727
Compact Radiation Shield |  |  |  | DTR503 | [16 empty] | 582 | 582
Compact Radiation Shield with Mounting Arm |  |  |  | DTR503A | [16 empty] | 794 | 794
HUMICAP180R |  |  |  | HUMICAP180R | [16 empty] | 223 | 223
Humicap180rc Sparepart for 229021HM |  |  |  | HUMICAP180RC | [16 empty] | 352 | 352
HumicapR2 |  |  |  | HUMICAPR2 | [16 empty] | 214 | 214
Service |  |  |  | item code
Repair Service for HMP155 Transmitter |  |  |  | HMP155REP | [16 empty] | 372 | 372
A
D
E
1
2
3
4
A
B
C
D
E
F
G
J
A
B
C
D
E
F
G
J
1
2
3
1
2
3
4
5
6
7
A
B
C
0
1
2
3
4
A
B
0
1
2
3
4
5
6
7
8
H
J
A
B
C
E
F
G
H
1
3
B
C
M
N
0
1
2
3
4
A

## family PTB330
|  | Price valid from: 2025-04-23 | Back to Index
family PTB330
| Description |  | Product Code | List Price (CAD) | Discounted
| Carrying Case for PTB330, MI70 and HMP155 |  | PTB330TS | 1252 | 1252
| Preconfigured PTB330 A9BKHHHRGBKA0A |  | PTB330-CFG03 | 6228 | 6228
| AC-Adapter EURO |  | PTB330EURADAPTER | 136 | 136
| AC-Adapter UK |  | PTB330UKADAPTER | 136 | 136
| AC-Adapter US |  | PTB330USADAPTER | 136 | 136
| Cable, RS/Power PTB330, 3 m D9P connector to ferrules |  | CBL210434-3M | 163 | 163
| Quick connector 1/8 inch |  | 220186 | 111 | 111
| Dust Filter |  | 237018SP | 63 | 63
| Cable, RS/Power PTB330 D9P to Ferrules |  | CBL210237 | 143 | 143
| German User's Guide PTB330 |  | M210855DE | 36 | 36
| English User´s Guide PTB330 |  | M210855EN | 36 | 36
| Spanish User´s Guide PTB330 |  | M210855ES | 36 | 36
| French User´s Guide PTB330 |  | M210855FR | 36 | 36
| Japanese User´s Guide PTB330 |  | M210855JA | 36 | 36
| Chinese User´s Guide PTB330 |  | M210855ZH | 36 | 36
| German User's Guide PTB330TS |  | M210983DE | 36 | 36
| English User's Guide PTB330TS |  | M210983EN | 36 | 36
| AC-Adapter AUS |  | PTB330AUSADAPTER | 136 | 136

## family PMSUPP
|  | Price valid from: 2025-04-23 | Back to Index
family PMSUPP
| Description |  | Product Code | List Price (CAD) | Discounted
| DC adapter and RS-232 cable for PC |  | 213019 | 106 | 106
| DC adapter cable |  | 213026 | 111 | 111
| Static Pressure Head |  | SPH10 | 718 | 718
| Static Pressure Head with heating |  | SPH20 | 2102 | 2102
| Barometer Module Digital |  | BARO-1QMLSP | 1977 | 1977

## PTB330TS-SYSTEM
[8 empty] | Select grey column and press delete to clear selections => |  |  | TRUE
TRUE
|  |  | Price valid from: 2025-04-23 |  | Back to Index | [5 empty] | TRUE
[178 empty] | 1 AND (2 OR 3) AND (NOT (4 OR 5)) | (1 AND 2) AND (NOT 3) | (1 AND 2)
PTB330TS-SYSTEM
Vaisala Barometric Pressure Transfer Standard PTB330TS | [6 empty] | 0%
|  |  |  | Sparepart | Valid Configuration | List Price (CAD) | Discounted
| Vaisala Barometric Pressure Transfer Standard PTB330TS |  |  |  | PTB330TS-SYSTEM | 0 | 0 | Status | Selected | 0 | 0 | 0 | 0 | 0 | 0 | 0 | 0 | 0 | 0 | 0 | 0 | 0 | 0 | 0 | 0 | 0 | 0 | 0 | 0 | 0 | 0 | 0 | 0 | 0 | 0 | 0 | 0 | 0 | 0 | 0 | 0 | 0 | 0 | 0 | 0 | 0 | 0 | 0 | 0 | 0 | 0 | 0 | 0 | 0 | 0 | 0 | 0 | 0 | 0 | 0 | 0 | 0 | 0 | 0 | 0 | 0 | 0 | 0 | 0 | 0 | 0 | 0 | 0 | 0 | 0 | 0 | 0 | 0 | 0 | 0 | 0 | 0 | 0 | 0 | 0 | 0 | 0 | 0 | 0 | 0 | 0 | 0 | 0 | 0 | 0 | 0 | 0 | 0 | 0 | 0 | 0 | 0 | 0 | 0 | 0 | 0 | 0 | 0 | 0 | 0 | 0 | 0 | 0 | 0 | 0 | 0 | 0 | 0 | 0 | 0 | 0 | 0 | 0 | 0 | 0 | 0 | 0 | 0 | 0 | 0 | 0 | 0 | 0 | 0 | 0 | 0 | 0 | 0 | 0 | 0 | 0 | 0 | 0 | 0 | 0 | 0 | 0 | 0 | 0 | 0 | 0 | 0 | 0 | 0 | 0 | 0 | 0 | 0 | 0 | 0 | 0 | 0 | 0 | 0 | 0 | 0 | 0 | 0 | 0 | 0 | 0 | 0 | 0 | 0 | 0 | 0 | TRUE | 0 | 0 | 0
→ Expand | Setup |  | Humidity and Temperature Probe for Outdoor Applications |  |  |  |  | 0
| Probe Type | • | HMP155A: Analog Output for Humidity and Temperature |  |  | 1480 | 1480 | 0
|  | • | HMP155D: Analog Output for Humidity, Passive Output for Temperature |  |  | 1347 | 1347 | 0
|  | • | HMP155E: Digital Output for Humidity and Temperature |  |  | 1480 | 1480 | 0
| Signal Output Selection |  | Digital Output RS-485 |  |  |  |  | 0
|  |  | 0...1V |  |  |  |  | 0
|  |  | 0...5V |  |  |  |  | 0
|  |  | 0...10V |  |  |  |  | 0
| First Analog Parameter to be Reported (Channel 1) |  | Digital communication |  |  |  |  | 0
|  |  | RH 0...100% |  |  |  |  | 0
|  |  | Dew Point Temperature in Range -60 ... +60°C (-76…+140°F) |  |  |  |  | 0
|  |  | Frost Point Temperature in Range -60 ... +60°C (-76…+140°F) |  |  |  |  | 0
|  |  | Wet Bulb Temperature in Range 0 ... +60°C (32…+140°F) |  |  |  |  | 0
|  |  | Mixing Ratio in Range 0 ... 200 g/kg |  |  |  |  | 0
|  |  | Air Temperature in range -40 ... +60°C (-40…+140°F) |  |  |  |  | 0
|  |  | Air Temperature in range -80 ... +60°C (-112…+140°F) |  |  |  |  | 0
| Second Analog Parameter to be Reported (Channel 2) |  | Digital communication |  |  |  |  | 0
|  |  | RH (0...100%RH) |  |  |  |  | 0
|  |  | Td (-60...+60´C) (-76…+140°F) |  |  |  |  | 0
|  |  | Tdf (-60...+60´C) (-76…+140°F) |  |  |  |  | 0
|  |  | Tw (0...+60´C) (32…+140°F) |  |  |  |  | 0
|  |  | x (0...200g/kg d a) |  |  |  |  | 0
|  |  | Temperature -40...+60 °C (-40…+140 °F) |  |  |  |  | 0
|  |  | T (-80...+60´C) (-112…+140°F) |  |  |  |  | 0
| Reporting Units in Data Message |  | Metric units |  |  |  |  | 0
|  |  | Non metric units |  |  |  |  | 0
|  |  | AWOS-Settings |  |  |  |  | 0
| Humidity Sensor Type |  | General Purpose HumiCap 180R |  |  |  |  | 0
|  | • | Composite Sensor HumiCap 180RC |  |  | 51 | 51 | 0
|  |  | General Purpose InterCap |  |  |  |  | 0
|  | • | Composite Sensor InterCapC |  |  | 51 | 51 | 0
|  |  | General Purpose HumiCap R2 |  |  |  |  | 0
|  | • | Composite Sensor HumiCap R2C |  |  | 51 | 51 | 0
|  |  | General Purpose HumiCap 180R with YSI thermistor |  |  |  |  | 0
| Heating Options to Avoid Condensation Issues |  | No Heating |  |  |  |  | 0
|  | • | Warmed Probe |  |  | 192 | 192 | 0
|  | • | Warmed Probe with XHeat (for Some Industrial Applications Only) |  |  | 311 | 311 | 0
| Chemical Purge for Better Long Term Stability |  | No Chemical Purge |  |  |  |  | 0
|  |  | Periodical Chemical Purge, Specific Time Intervals |  |  |  |  | 0
|  |  | Start-up Chemical Purge, When Powered-up |  |  |  |  | 0
|  |  | Start-up and Periodical Chemical Purge |  |  |  |  | 0
|  |  | Manual Purge with MI70 Handheld Device Chemical Purge |  |  |  |  | 0
| Protective Filter for Sensing Elements in Probe Head |  | Sintered PTFE-filter, Best protection for Long-term Stability |  |  |  |  | 0
|  |  | Membrane Filter 12,0mm UV-stabilized PC, White |  |  |  |  | 0
| Data Output Cable |  | No Cable |  |  |  |  | 0
|  | • | 3.5m Cable with Connector on HMP155 End + Open Leads on the Other End |  |  | 82 | 82 | 0
|  | • | 10m Cable with Connector on HMP155 End + Open Leads on the Other End |  |  | 124 | 124 | 0
|  | • | 30m Cable with Connector on HMP155 End + Open Leads on the Other End |  |  | 406 | 406 | 0
|  | • | 5m Cable with Connector on HMP155 End + Open Leads on the Other End |  |  | 104 | 104 | 0
|  | • | QMH101 Cable M12, 0.6 m |  |  | 175 | 175 | 0
|  | • | QMH102 Cable M12, 3 m |  |  | 250 | 250 | 0
|  | • | 0.8m Cable with Connector on HMP155 End + Open Leads on the Other End |  |  | 62 | 62 | 0
|  | • | 100m Cable with Connector on HMP155 End + Open Leads on the Other End |  |  | 1588 | 1588 | 0
|  | • | MAWS201M Cable 0.6m |  |  | 555 | 555 | 0
|  | • | HMP155 Cable for AWS520 |  |  | 358 | 358 | 0
| External Temperature Probe |  | No Temperature Probe |  |  |  |  | 0
|  | • | T-probe with 2m Cable |  |  | 221 | 221 | 0
|  |  | No T-Probe for MAWS |  |  |  |  | 0
|  |  | No T-Probe, CFG08 for AWS310, RWS200 and AWS310-SITE |  |  |  |  | 0
|  | • | T-Probe with 2m Cable, CFG09 for AWS310, AWS310-SITE, RWS200 and FD70 |  |  | 282 | 282 | 0
|  | • | T-Probe with 2m Cable, CFG10 for RWS200 |  |  | 282 | 282 | 0
|  |  | No Additional T-Probe Settings for MAWS201MR use |  |  |  |  | 0
| Calibration |  | RH&T-calibration in room temperature |  |  |  |  | 0
|  |  | Accredited Calibration for HMP155 (HMP155NPC) |  |  |  |  | 0
| Maintenance Cables | • | USB-M12 Service Cable |  |  | 217 | 217 | 0
|  | • | MI70 connection cable |  |  | 282 | 282 | 0
| Settings for Specific Customers |  | CSP for MeteoSwiss |  |  |  |  | 0
|  |  | HMP155 CSP for NWS |  |  |  |  | 0
| Installation Accessories for Radiation Shields |  | Standard Installation Kit |  |  |  |  | 0
|  | • | Installation Adapter for HMP155 and T-probe to Stevenson Screen |  |  | 160 | 160 | 0
|  | • | Installation Adapter for additional T-probe to DTR502 |  |  | 107 | 107 | 0
|  | • | Installation Adapter for Additional T-probe to DTR13 |  |  | 140 | 140 | 0
|  |  | Pre-setting for PTB330TS |  |  |  |  | 0
→ Expand |  |  | Digital Barometer |  |  |  |  | 0
| Accuracy Class | • | Class A Accuracy (±0.15 hPa over full temperature range) |  |  | 4108 | 4108 | 0
|  | • | Class B |  |  | 3649 | 3649 | 0
| Display |  | Cover without Display |  |  |  |  | 0
|  | • | Display Cover |  |  | 445 | 445 | 0
|  |  | Housing for Vaisala PTB330-AWS |  |  |  |  | 0
| Power Supply |  | 10...35 VDC |  |  |  |  | 0
|  |  | 10...35 VDC with External Power on/off Triggering |  |  |  |  | 0
|  | • | 10...35 VDC, 24 VAC, galvanical isolation for outputs |  |  | 118 | 118 | 0
|  | • | Internal AC-power (110....240 VAC) |  |  | 386 | 386 | 0
|  | • | Internal AC-power (110....240 VAC) + EUR power cord |  |  | 392 | 392 | 0
|  | • | Internal AC-power (110....240 VAC) + US power cord |  |  | 404 | 404 | 0
|  | • | Internal AC-power (110....240 VAC) + UK power cord |  |  | 404 | 404 | 0
|  | • | Internal AC-power (110....240 VAC) + AUS power cord |  |  | 392 | 392 | 0
|  | • | External EUR AC-adapter |  |  | 136 | 136 | 0
|  | • | External US AC-adapter |  |  | 136 | 136 | 0
|  | • | External UK AC-adapter |  |  | 136 | 136 | 0
|  | • | External AUS AC-adapter |  |  | 136 | 136 | 0
|  | • | Power Supply Module with 3m EUR-Power Cord |  |  | 370 | 370 | 0
| Signal Output |  | No Module |  |  |  |  | 0
|  | • | Analog Output (CH1,CH2) Output 4...20mA |  |  | 399 | 399 | 0
|  | • | Analog Output (CH1+CH2) Output 0...20mA |  |  | 399 | 399 | 0
|  | • | Analog Output (CH1+CH2) Output 0...1V |  |  | 399 | 399 | 0
|  | • | Analog Output (CH1+CH2) Output 0...5V |  |  | 399 | 399 | 0
|  | • | Analog Output (CH1+CH2) Output 0...10V |  |  | 399 | 399 | 0
|  | • | RS485 Module |  |  | 319 | 319 | 0
| Pressure Range |  | Baro-1 Module 500...1100hPa |  |  |  |  | 0
|  |  | Baro-1 Module Class B 50...1100 hPa |  |  |  |  | 0
| Optional Module (slot 3) |  | No Module |  |  |  |  | 0
|  | • | RELAY-1LSUB |  |  | 404 | 404 | 0
|  | • | Baro-1 Module 500...1100hPa |  |  | 995 | 995 | 0
|  | • | Baro-1 Module Class B 50...1100 hPa |  |  | 995 | 995 | 0
| Optional Module (slot 4) |  | No Module |  |  |  |  | 0
|  | • | Baro-1 Module 500...1100hPa |  |  | 995 | 995 | 0
|  | • | Baro-1 Module Class B 50...1100 hPa |  |  | 995 | 995 | 0
| Customer Connection |  | Cable Bushing for 8...11 mm Cable |  |  |  |  | 0
|  |  | Conduit Fitting NPT 1/2" |  |  |  |  | 0
|  | • | 8-pole M12 connector with 5 m cable |  |  | 138 | 138 | 0
|  | • | 8-pole M12 connector with screw terminals |  |  | 143 | 143 | 0
|  | • | D9 Connector |  |  | 146 | 146 | 0
|  |  | D9 Connector for AWS Housing |  |  |  |  | 0
| Pressure Fitting |  | Barbed fitting 1/8", one barometer module or differential measurement |  |  |  |  | 0
|  |  | Barbed fitting 1/8", two barometer modules |  |  |  |  | 0
|  |  | Barbed fitting 1/8", three barometer modules |  |  |  |  | 0
|  | • | Quick connector 1/8", one barometer module or differential measurement |  |  | 97 | 97 | 0
|  | • | Quick connector 1/8", two barometer modules |  |  | 124 | 124 | 0
|  | • | Quick connector 1/8", three barometer modules |  |  | 135 | 135 | 0
|  | • | Pressure Connector CL- 2931-M5 Dust Filter |  |  | 40 | 40 | 0
| Optional Connection |  | No Connection |  |  |  |  | 0
|  |  | Plug |  |  |  |  | 0
|  |  | Cable Bushing for 8...11 mm Cable |  |  |  |  | 0
|  |  | Conduit Fitting NPT 1/2" |  |  |  |  | 0
|  |  | Pressure Connector M5 (10-32), Barbed fitting 1/8" |  |  |  |  | 0
|  | • | Pressure Connector KD-M5, Quick Connector 1/8" |  |  | 87 | 87 | 0
| Installation |  | Normal mounting |  |  |  |  | 0
|  | • | Wall mounting plate |  |  | 85 | 85 | 0
|  | • | Pole installation kit |  |  | 190 | 190 | 0
|  | • | Pole installation kit with Rain Shield |  |  | 235 | 235 | 0
|  | • | DIN rail kit |  |  | 167 | 167 | 0
|  |  | Pre-setting for PTB330TS |  |  |  |  | 0
|  |  | PTB330 AWS |  |  |  |  | 0
|  |  | PTB330 for AVI |  |  |  |  | 0
|  |  | PTB330 AWS1 |  |  |  |  | 0
|  |  | PTB330 CSP for BoM |  |  |  |  | 0
|  |  | Pre-setting for AWS520 |  |  |  |  | 0
| Calibration |  | ISO9001 Compliant Factory Calibration. No Calibration Contract |  |  |  |  | 0
|  |  | Accredited Calibration for PTB330TS (PTB330NPC) |  |  |  |  | 0
|  |  | Accredited Calibration for PTB330 (PTB330NPC) |  |  |  |  | 0
| User Guides | • | English User's Guide PTB330TS |  |  | 36 | 36 | 0
|  | • | German User's Guide PTB330TS |  |  | 36 | 36 | 0
|  | • | French User's Guide PTB330TS |  |  | 34 | 34 | 0
|  |  | No User's Guide |  |  |  |  | 0
|  | • | English User´s Guide PTB330 |  |  | 36 | 36 | 0
|  | • | Chinese User´s Guide PTB330 |  |  | 36 | 36 | 0
|  | • | French User´s Guide PTB330 |  |  | 36 | 36 | 0
|  | • | Spanish User´s Guide PTB330 |  |  | 36 | 36 | 0
|  | • | German User's Guide PTB330 |  |  | 36 | 36 | 0
|  | • | Japanese User´s Guide PTB330 |  |  | 36 | 36 | 0
|  | • | Russian User's Guide and Formular |  |  | 53 | 53 | 0
→ Expand |  |  | Measurement Indicator |  |  |  |  | 0
| Indicator Type | • | Rechargeable Indicator with Euro AC Adapter |  |  | 1438 | 1438 | 0
|  | • | Rechargeable Indicator with UK AC Adapter |  |  | 1438 | 1438 | 0
|  | • | Rechargeable Indicator with US AC Adapter |  |  | 1438 | 1438 | 0
|  | • | Rechargeable Indicator with AUS AC Adapter |  |  | 1438 | 1438 | 0
|  | • | Rechargeable Indicator with all AC Adapters |  |  | 1438 | 1438 | 0
|  | • | Rechargeable Indicator with JP AC Adapter |  |  | 1438 | 1438 | 0
|  | • | Indicator with Alkaline Batteries |  |  | 1344 | 1344 | 0
| Label |  | Vaisala Brandlabel |  |  |  |  | 0
|  |  | Pre-setting for PTB330TS |  |  |  |  | 0
| Indicator Accessories |  | No Accessories |  |  |  |  | 0
|  | • | MI70LINK Software with RS-232 cable |  |  | 153 | 153 | 0
|  | • | Analog Output-signal Cable |  |  | 81 | 81 | 0
|  | • | MI70LINK with RS232 cable (D9 connector) and Analog output cable (0-1 V) |  |  | 241 | 241 | 0
|  | • | MI70 USB Connection Cable |  |  | 212 | 212 | 0
|  | • | Carrying Case for PTB330, MI70 and HMP155 | 224068SP |  | 1252 | 1252 | 0 | TRUE
[6 empty] | 1252 | 1252 | 0
Note: |  | Selections in bold are included in the prices of the basic versions.
| • | Selections in italic are available at an extra price.
Links: |  | User guide
Datasheet
Technical drawing
Services (online store)
A
D
E
1
2
3
4
A
B
C
D
E
F
G
J
A
B
C
D
E
F
G
J
1
2
3
1
2
3
4
5
6
7
A
B
C
0
1
2
3
4
A
B
0
1
2
3
4
5
6
7
8
H
J
A
B
C
E
F
G
H
1
3
B
C
M
N
0
1
2
3
4
A
B
0
1
9
A
B
C
D
E
F
G
H
J
K
L
M
N
A
C
D
E
F
G
K
H
J
A
B
H
J
A
H
J
C
D
E
F
P
R
E
F
G
L
M
N
P
A
B
C
D
E
L
0
1
2
3
4
5
E
F
K
L
W
A
X
Y
1
2
3
A
B
C
D
E
F
J
R
B
C
D
E
F
J
K
1
4
0
1
2
3
4

## PTB330
Select grey cells and press delete to clear selections =>
|  |  |  | Price valid from: 2025-04-23 |  | Back to Index
PTB330
| Digital Barometer | [20 empty] | 0%
[5 empty] | Sparepart | No configuration checking! | 1 | 2 | 3 | 4 | 5 | 6 | 7 | 8 | 9 | 10 | 11 | 12 | 13 | 14 | List Price (CAD) | Discounted | Item code
|  | Digital Barometer |  |  |  | PTB330 | 13: 0 | 0 | 0
settings | 1 | Accuracy Class | • | Class A Accuracy (±0.15 hPa over full temperature range) | [16 empty] | 4108 | 4108 | bar: 1 to 6
|  |  | • | Class B | [16 empty] | 3649 | 3649 | bar: 1 to 6
hardware | 2 | Display |  | Cover without Display |  |  | 2: 0
|  |  | • | Display Cover | [16 empty] | 445 | 445 | bar: 2 to 6
|  |  |  | Housing for Vaisala PTB330-AWS |  |  | 2: 9
| 3 | Power Supply |  | 10...35 VDC | bar: 1 to 6
10...35 VDC with External Power on/off Triggering | bar: 3 to 6
|  |  | • | 10...35 VDC, 24 VAC, galvanical isolation for outputs | [16 empty] | 118 | 118 | bar: 1 to 6
|  |  | • | Internal AC-power (110....240 VAC) | [16 empty] | 386 | 386 | bar: 3 to 6
|  |  | • | Internal AC-power (110....240 VAC) + EUR power cord | [16 empty] | 392 | 392 | bar: 1 to 6
|  |  | • | Internal AC-power (110....240 VAC) + US power cord | [16 empty] | 404 | 404 | bar: 3 to 6
|  |  | • | Internal AC-power (110....240 VAC) + UK power cord | [16 empty] | 404 | 404 | bar: 1 to 6
|  |  | • | Internal AC-power (110....240 VAC) + AUS power cord | [16 empty] | 392 | 392 | bar: 3 to 6
|  |  | • | External EUR AC-adapter | [16 empty] | 136 | 136 | bar: 1 to 6
|  |  | • | External US AC-adapter | [16 empty] | 136 | 136 | bar: 3 to 6
|  |  | • | External UK AC-adapter | [16 empty] | 136 | 136 | bar: 1 to 6
|  |  | • | External AUS AC-adapter | [16 empty] | 136 | 136 | bar: 3 to 6
|  |  | • | Power Supply Module with 3m EUR-Power Cord | [16 empty] | 370 | 370 | bar: 1 to 6
settings | 4 | Signal Output |  | No Module | bar: 1 to 6
|  |  | • | Analog Output (CH1,CH2) Output 4...20mA | [16 empty] | 399 | 399 | bar: 4 to 6
|  |  | • | Analog Output (CH1+CH2) Output 0...20mA | [16 empty] | 399 | 399 | bar: 1 to 6
|  |  | • | Analog Output (CH1+CH2) Output 0...1V | [16 empty] | 399 | 399 | bar: 4 to 6
|  |  | • | Analog Output (CH1+CH2) Output 0...5V | [16 empty] | 399 | 399 | bar: 1 to 6
|  |  | • | Analog Output (CH1+CH2) Output 0...10V | [16 empty] | 399 | 399 | bar: 4 to 6
|  |  | • | RS485 Module | [16 empty] | 319 | 319 | bar: 1 to 6
hardware | 5 | Pressure Range |  | Baro-1 Module 500...1100hPa | bar: 1 to 6
Baro-1 Module Class B 50...1100 hPa | bar: 5 to 6
settings | 6 | Optional Module (slot 3) |  | No Module | bar: 1 to 6
|  |  | • | RELAY-1LSUB | [16 empty] | 404 | 404 | bar: 6
|  |  | • | Baro-1 Module 500...1100hPa | [16 empty] | 995 | 995 | bar: 1 to 6
|  |  | • | Baro-1 Module Class B 50...1100 hPa | [16 empty] | 995 | 995 | bar: 6
| 7 | Optional Module (slot 4) |  | No Module | bar: 1 to 7
|  |  | • | Baro-1 Module 500...1100hPa | [16 empty] | 995 | 995 | bar: 7
|  |  | • | Baro-1 Module Class B 50...1100 hPa | [16 empty] | 995 | 995 | bar: 1 to 7
hardware | 8 | Customer Connection |  | Cable Bushing for 8...11 mm Cable | bar: 1 to 6; 8
Conduit Fitting NPT 1/2" | bar: 8
|  |  | • | 8-pole M12 connector with 5 m cable | [16 empty] | 138 | 138 | bar: 1 to 6; 8
|  |  | • | 8-pole M12 connector with screw terminals | [16 empty] | 143 | 143 | bar: 8
|  |  | • | D9 Connector | [16 empty] | 146 | 146 | bar: 1 to 6; 8
D9 Connector for AWS Housing | bar: 8
| 9 | Pressure Fitting |  | Barbed fitting 1/8", one barometer module or differential measurement | bar: 1 to 6; 9
Barbed fitting 1/8", two barometer modules | bar: 9
Barbed fitting 1/8", three barometer modules | bar: 1 to 6; 9
|  |  | • | Quick connector 1/8", one barometer module or differential measurement | [16 empty] | 97 | 97 | bar: 9
|  |  | • | Quick connector 1/8", two barometer modules | [16 empty] | 124 | 124 | bar: 1 to 6; 9
|  |  | • | Quick connector 1/8", three barometer modules | [16 empty] | 135 | 135 | bar: 9
|  |  | • | Pressure Connector CL- 2931-M5 Dust Filter | [16 empty] | 40 | 40 | bar: 1 to 6; 9
settings | 10 | Optional Connection |  | No Connection | bar: 1 to 6; 10
Plug | bar: 10
Cable Bushing for 8...11 mm Cable | bar: 1 to 6; 10
Conduit Fitting NPT 1/2" | bar: 10
Pressure Connector M5 (10-32), Barbed fitting 1/8" | bar: 1 to 6; 10
|  |  | • | Pressure Connector KD-M5, Quick Connector 1/8" | [16 empty] | 87 | 87 | bar: 10
accessory | 11 | Installation |  | Normal mounting |  |  | 11: 0
|  |  | • | Wall mounting plate | [16 empty] | 85 | 85 | bar: 11
|  |  | • | Pole installation kit |  |  | 11: 2 | 190 | 190
|  |  | • | Pole installation kit with Rain Shield |  |  | 11: 3 | 235 | 235
|  |  | • | DIN rail kit |  |  | 11: 4 | 167 | 167
|  |  |  | Pre-setting for PTB330TS |  |  | 11: 5
PTB330 AWS | bar: 1 to 11
PTB330 for AVI | bar: 11
PTB330 AWS1 | bar: 1 to 11
PTB330 CSP for BoM | bar: 11
Pre-setting for AWS520 | bar: 1 to 11
| 12 | Calibration |  | ISO9001 Compliant Factory Calibration. No Calibration Contract | bar: 1 to 10; 12
Accredited Calibration for PTB330TS (PTB330NPC) | bar: 12
Accredited Calibration for PTB330 (PTB330NPC) | bar: 1 to 10; 12
| 13 | Service Contract |  | No Maintenance Contract |  |  | 13: 0 |  |  |  |  | TRUE
accessory | 14 | User Guides | • | English User's Guide PTB330TS | [16 empty] | 36 | 36 | bar: 1 to 10; 13 to 14
|  |  | • | German User's Guide PTB330TS |  |  | 14: 2 | 36 | 36
|  |  | • | French User's Guide PTB330TS |  |  | 14: 3 | 34 | 34
No User's Guide | bar: 14
|  |  | • | English User´s Guide PTB330 | [16 empty] | 36 | 36 | bar: 1 to 10; 13 to 14
|  |  | • | Chinese User´s Guide PTB330 | [16 empty] | 36 | 36 | bar: 14
|  |  | • | French User´s Guide PTB330 | [16 empty] | 36 | 36 | bar: 1 to 10; 13 to 14
|  |  | • | Spanish User´s Guide PTB330 | [16 empty] | 36 | 36 | bar: 14
|  |  | • | German User's Guide PTB330 | [16 empty] | 36 | 36 | bar: 1 to 10; 13 to 14
|  |  | • | Japanese User´s Guide PTB330 | [16 empty] | 36 | 36 | bar: 14
|  |  | • | Russian User's Guide and Formular | [16 empty] | 53 | 53 | bar: 1 to 10; 13 to 14
[6 empty] | PTB330 | 1: 0 | 0 | 0
| Note: |  | Selections in bold are included in the prices of the basic versions.
|  | • | Selections in italic are available at an extra price.
| Links: |  | User guide
Datasheet
Technical drawing
Vaisala.com product page
Services (online store)
| accessory |  |  |  | item code
| Barbed pressure fitting 1/8 inch |  |  |  | 19498SP | [15 empty] | 65 | 65
| MI70 Connection Cable for HMT/DMT/MMT/PTB330 and HMT120/130-series |  |  |  | 211339 | [15 empty] | 101 | 101
| M12 Connection cable 5M |  |  |  | 212142 | [15 empty] | 118 | 118
| Connector, M12, Cable 8(F), Screw, PA, BLK |  |  |  | 212416 | [15 empty] | 118 | 118
| DC adapter and RS-232 cable for PC |  |  |  | 213019 | [15 empty] | 106 | 106
| DC adapter cable |  |  |  | 213026 | [15 empty] | 111 | 111
| Wall Mounting Kit |  |  |  | 214829 | [15 empty] | 173 | 173
| Connection cable for MI70LINK PC Software, RS232 Serial Cable with D9 Female Connector |  |  |  | 215005 | [15 empty] | 153 | 153
| DIN Rail Clips with Installation Plate |  |  |  | 215094 | [15 empty] | 195 | 195
| Plate with DIN Rail Clip Installation Plate |  |  |  | 215094SP | [15 empty] | 189 | 189
| Installation Kit for Pole or Pipeline |  |  |  | 215108 | [15 empty] | 224 | 224
| Panel Mounting frame |  |  |  | 216038 | [15 empty] | 41 | 41
| USB Service Cable, RJ45 |  |  |  | 219685 | [15 empty] | 163 | 163
| Quick connector 1/8 inch |  |  |  | 220186 | [15 empty] | 111 | 111
| Dust Filter |  |  |  | 237018SP | [15 empty] | 63 | 63
| Analog Output Module AOUT-1 T-compensated |  |  |  | AOUT-1T | [15 empty] | 356 | 356
| Junction Box PTB220/PTB330/PTB330AWS |  |  |  | ASM211113 | [15 empty] | 1358 | 1358
| AC-adapter for MI70 Indicator, AUS Plug |  |  |  | MI70AUSADAPTER | [15 empty] | 121 | 121
| AC-adapter for MI70 Indicator, EURO Plug |  |  |  | MI70EUROADAPTER | [15 empty] | 121 | 121
| AC-adapter for MI70 Indicator, UK Plug |  |  |  | MI70UKADAPTER | [15 empty] | 121 | 121
| AC-adapter for MI70 Indicator, US Plug |  |  |  | MI70USADAPTER | [15 empty] | 121 | 121
| Power Supply Module |  |  |  | POWER-1 | [15 empty] | 439 | 439
| Relay Module |  |  |  | RELAY-1L | [15 empty] | 351 | 351
| RS485 Module |  |  |  | RS485-1 | [15 empty] | 288 | 288
| Static Pressure Head |  |  |  | SPH10 | [15 empty] | 718 | 718
| Static Pressure Head with heating |  |  |  | SPH20 | [15 empty] | 2102 | 2102
A
B
0
1
9
A
B
C
D
E
F
G
H
J
K
L
M
N
A
C
D
E
F
G
K
H
J
A
B
H
J
A
H
J
C
D
E
F
P
R
E
F
G
L
M
N
P
A
B
C
D
E
L
0
1
2
3
4
5
E
F
K
L
W
A
X
Y
0
1
2
3
A
B
C
D
E
F
J
R

## PTB210
[14 empty] | Select grey column and press delete to clear selections => |  |  | TRUE
TRUE
|  |  |  | Price valid from: 2025-04-23 |  | Back to Index | [10 empty] | FALSE
[41 empty] | (1 AND ( 2 OR 3 OR 4)) | (1 AND (2 OR 3))
PTB210
| PTB210 Outdoor Barometer with RS232, RS485, 0-5 or 0-2.5V output | [11 empty] | 0%
[5 empty] | Sparepart | Not valid Configuration | 1 | 2 | 3 | 4 | 5 | List Price (CAD) | Discounted
|  | PTB210 Outdoor Barometer with RS232, RS485, 0-5 or 0-2.5V output |  |  |  | PTB210 | [5 empty] | 0 | 0 | Status | Selected | 0 | 0 | 0 | 0 | 0 | 0 | 0 | 0 | 0 | 0 | 0 | 0 | 0 | 0 | 0 | 0 | 0 | 0 | 0 | 0 | 0 | 0 | 0 | 0 | 0 | 0 | 0
hardware | 1 | Accuracy Class | • | Class A |  |  | A |  |  |  |  | 3429 | 3429 | 0 |  | 0 | -1 | -1
|  |  | • | Class B |  |  | B |  |  |  |  | 2900 | 2900 | 0 |  | -1 | 0 | -1
|  |  | • | Class C |  |  | C |  |  |  |  | 2365 | 2365 | 0 |  | -1 | -1 | 0
| 2 | Pressure Range |  | Pressure Range 500-1100 hPa (Class A or B) |  |  |  | 1 | [5 empty] | 0 |  |  |  | -1 | 0 | -1 | -1 | -1 | -1 | -1 | -1
|  |  |  | Pressure Range 50-1100 hPa |  |  |  | 2 | [5 empty] | 0 |  |  |  | -1 | -1 | 0 | -1 | -1 | -1 | -1 | -1 | [16 empty] | -1
|  |  |  | Pressure Range 500-1100 hPa |  |  |  | 3 | [5 empty] | 0 |  |  | -1 |  | -1 | -1 | 0 | -1 | -1 | -1 | -1 | [16 empty] | -1
|  |  |  | Pressure Range 800-1060 hPa |  |  |  | 4 | [5 empty] | 0 |  |  | -1 |  | -1 | -1 | -1 | 0 | -1 | -1 | -1 | [16 empty] | -1
|  |  |  | Pressure Range 600-1060 hPa |  |  |  | 5 | [5 empty] | 0 |  |  | -1 |  | -1 | -1 | -1 | -1 | 0 | -1 | -1 | [16 empty] | -1
|  |  |  | Pressure Range 900-1100 hPa |  |  |  | 6 | [5 empty] | 0 |  |  | -1 |  | -1 | -1 | -1 | -1 | -1 | 0 | -1 | [16 empty] | -1
|  |  |  | Pressure Range 800-1100 hPa |  |  |  | 7 | [5 empty] | 0 |  |  | -1 |  | -1 | -1 | -1 | -1 | -1 | -1 | 0 | [16 empty] | -1
| 3 | Output Options |  | RS 232C Serial |  |  |  |  | A |  |  |  |  | 0 |  |  |  | -1 | [7 empty] | 0 | -1 | -1 | -1 | -1
|  |  | • | RS485 Module |  |  |  |  | B |  |  | 319 | 319 | 0 |  |  |  | -1 | [7 empty] | -1 | 0 | -1 | -1 | -1
|  |  |  | Analog Output 0-5 VDC |  |  |  |  | C |  |  |  |  | 0 |  | -1 | -1 | [8 empty] | -1 | -1 | 0 | -1 | -1
|  |  |  | Analog Output 0-2.5 VDC |  |  |  |  | D |  |  |  |  | 0 |  | -1 | -1 | [8 empty] | -1 | -1 | -1 | 0 | -1
|  |  |  | TTL Serial |  |  |  |  | T |  |  |  |  | 0 |  |  |  | -1 | [7 empty] | -1 | -1 | -1 | -1 | 0
accessory | 4 | Cable Length | • | Cable 1m | [5 empty] | 1 |  | 45 | 45 | 0 | [16 empty] | 0 | -1 | -1 | -1 | -1
|  |  | • | Cable 2m | [5 empty] | 2 |  | 62 | 62 | 0 | [16 empty] | -1 | 0 | -1 | -1 | -1
|  |  | • | Cable 3m | [5 empty] | 3 |  | 70 | 70 | 0 | [16 empty] | -1 | -1 | 0 | -1 | -1
|  |  | • | Cable 5m | [5 empty] | 4 |  | 87 | 87 | 0 | [16 empty] | -1 | -1 | -1 | 0 | -1
|  |  | • | Cable 10m | [5 empty] | 5 |  | 145 | 145 | 0 | [16 empty] | -1 | -1 | -1 | -1 | 0
| 5 | User Guides |  | No User's Guide | [6 empty] | A |  |  | 0 | [21 empty] | 0 | -1 | -1 | -1 | -1
|  |  | • | English User´s Guide PTB210 serial output | [6 empty] | B | 17 | 17 | 0 |  |  |  | -1 | [17 empty] | -1 | 0 | -1 | -1 | -1
|  |  | • | Japanese User´s Guide PTB210 serial output | [6 empty] | J | 17 | 17 | 0 |  |  |  | -1 | [17 empty] | -1 | -1 | 0 | -1 | -1
|  |  | • | English User´s Guide PTB210 analog output | [6 empty] | M | 17 | 17 | 0 | [21 empty] | -1 | -1 | -1 | 0 | -1 | -1
|  |  | • | Japanese User´s Guide PTB210 analog output | [6 empty] | N | 17 | 17 | 0 | [21 empty] | -1 | -1 | -1 | -1 | 0 | -1
[6 empty] | PTB210 | [5 empty] | 0 | 0 | 0
| Note: |  | Selections in bold are included in the prices of the basic versions.
|  | • | Selections in italic are available at an extra price.
| Links: |  | User guide
Datasheet
Technical drawing
Vaisala.com product page
Services (online store)
| accessory |  |  |  | item code
| Barbed pressure fitting 1/8 inch |  |  |  | 19498SP | [6 empty] | 65 | 65
| Dust Filter |  |  |  | 237018SP | [6 empty] | 63 | 63
| Static Pressure Head |  |  |  | SPH10 | [6 empty] | 718 | 718
| Static Pressure Head with heating |  |  |  | SPH20 | [6 empty] | 2102 | 2102
A
B
C
1
2
3
4
5
6
7
A
B
C
D
T
1
2
3
4
5
A
B
J
M
N

## PTB110
[14 empty] | Select grey column and press delete to clear selections => |  |  | TRUE
TRUE
|  |  |  | Price valid from: 2025-04-23 |  | Back to Index | [10 empty] | FALSE
[33 empty] | 1 AND 2 AND 3 | 1 AND 2 AND 3
PTB110
| PTB110 Wall Mount Barometer, 0...2.5, 0...5 V, or 500...1100 Hz Output | [11 empty] | 0%
[5 empty] | Sparepart | Not valid Configuration | 1 | 2 | 3 | 4 | 5 | List Price (CAD) | Discounted
|  | PTB110 Wall Mount Barometer, 0...2.5, 0...5 V, or 500...1100 Hz Output |  |  |  | PTB110 | [5 empty] | 1778 | 1778 | Status | Selected | 0 | 0 | 0 | 0 | 0 | 0 | 0 | 0 | 0 | 0 | 0 | 0 | 0 | 0 | 0 | 0 | 0 | 0 | 0
hardware | 1 | Pressure Range |  | Pressure Range 500-1100 hPa |  |  | 1 | [6 empty] | 0 |  | 0 | -1 | -1 | -1 | -1
|  |  |  | Pressure Range 600-1100 hPa |  |  | 2 | [6 empty] | 0 |  | -1 | 0 | -1 | -1 | -1
|  |  |  | Pressure Range 800-1100 hPa |  |  | 3 | [6 empty] | 0 |  | -1 | -1 | 0 | -1 | -1
|  |  |  | Pressure Range 600-1060 hPa |  |  | 4 | [6 empty] | 0 |  | -1 | -1 | -1 | 0 | -1
|  |  |  | Pressure Range 800-1060 hPa |  |  | 5 | [6 empty] | 0 |  | -1 | -1 | -1 | -1 | 0
| 2 | Output |  | 0...5 Vdc Voltage Output |  |  |  | A | [5 empty] | 0 | [6 empty] | 0 | -1 | -1 | -1 | -1
|  |  |  | 0...2.5 Vdc Voltage Output |  |  |  | B | [5 empty] | 0 | [6 empty] | -1 | 0 | -1 | -1 | -1
|  |  |  | Frequency Output |  |  |  | F | [5 empty] | 0 | [6 empty] | -1 | -1 | 0 | -1 | -1
|  |  |  | Internal Model: Digital Output RS-485 |  |  |  | R | [5 empty] | 0 | [6 empty] | -1 | -1 | -1 | 0 | -1
|  |  |  | Internal Model: Settings for Use with AWS |  |  |  | S | [5 empty] | 0 | [6 empty] | -1 | -1 | -1 | -1 | 0
accessory | 3 | Installation |  | Standard Installation Kit |  |  |  |  | 0 |  |  |  |  | 0 | [11 empty] | 0 | -1
|  |  | • | DIN Rail Installation Kit |  |  |  |  | 1 |  |  | 11 | 11 | 0 | [11 empty] | -1 | 0
hardware | 4 | Pressure Fitting |  | Pressure Connector M5, 1/8" barb | [5 empty] | A |  |  |  | 0 | [13 empty] | 0 | -1 | -1
|  |  | • | Quick Connector for PTB110 pressure fitting | [5 empty] | B |  | 75 | 75 | 0 | [13 empty] | -1 | 0 | -1
|  |  |  | Pressure Connector M5 (10-32) | [5 empty] | D |  |  |  | 0 | [13 empty] | -1 | -1 | 0
accessory | 5 | User Guides |  | No User's Guide | [6 empty] | A |  |  | 0 | [16 empty] | 0 | -1
|  |  | • | English User Guide PTB110 | [6 empty] | B | 17 | 17 | 0 | [16 empty] | -1 | 0
[6 empty] | PTB110 | [5 empty] | 1778 | 1778 | 0
| Note: |  | Selections in bold are included in the prices of the basic versions.
|  | • | Selections in italic are available at an extra price.
| Links: |  | User guide
Datasheet
Technical drawing
Vaisala.com product page
Services (online store)
| accessory |  |  |  | item code
| Barbed pressure fitting 1/8 inch |  |  |  | 19498SP | [6 empty] | 65 | 65
| Dust Filter |  |  |  | 237018SP | [6 empty] | 63 | 63
| Static Pressure Head |  |  |  | SPH10 | [6 empty] | 718 | 718
| Static Pressure Head with heating |  |  |  | SPH20 | [6 empty] | 2102 | 2102
| Service |  |  |  | item code
| Services for PTB110 |  |  |  | PTB110SERVICES
1
2
3
4
5
A
B
F
R
S
0
1
A
B
D
A
B

## CWL100
[20 empty] | Select grey column and press delete to clear selections => |  |  | TRUE
TRUE
|  |  |  | Price valid from: 2025-04-23 |  | Back to Index | [16 empty] | FALSE
CWL100
| Cloud Wireless Data Logger | [17 empty] | 0%
[5 empty] | Sparepart | Not valid Configuration | 1 | 2 | 3 | 4 | 5 | 6 | 7 | 8 | 9 | 10 | 11 | List Price (CAD) | Discounted
|  | Cloud Wireless Data Logger |  |  |  | CWL100 | 6: 0; 7: N; 11: 0 | 429 | 429 | Status | Selected | 0 | 0 | 0 | 0 | 0 | 0 | 0 | 0 | 0 | 0 | 0 | 0 | 0 | 0 | 0 | 0 | 0 | 0 | 0 | 0 | 0 | 0 | 0 | TRUE | TRUE | 0 | 0 | 0 | 0 | 0 | 0 | 0 | 0 | TRUE
hardware | 1 | Radio Type |  | Region Radio Frequency North America region (FCC + CSA) | [15 empty] | 0 |  | 0 | -1 | bar: 1 to 11
|  |  |  | Region Radio Frequency Europe (ETSI) | [15 empty] | 0 |  | -1 | 0 | bar: 1 to 11
| 2 | Probe Type |  | No measurement probe |  |  | 2: 0 |  |  | 0 |  |  |  | 0 | -1 | -1 | -1 | -1 | -1 | -1 | -1 | -1 | -1
|  |  | • | Environment Humidity and Temperature Probe | [13 empty] | 323 | 323 | 0 |  |  |  | -1 | 0 | -1 | -1 | -1 | -1 | -1 | -1 | -1 | -1 | bar: 2 to 11
|  |  | • | Calibrated Environment Humidity and Temperature Probe |  |  | 2: 2 | 477 | 477 | 0 |  |  |  | -1 | -1 | 0 | -1 | -1 | -1 | -1 | -1 | -1 | -1
|  |  | • | Calibrated Remote Steel Humidity and Temperature Probe |  |  | 2: 3 | 545 | 545 | 0 |  |  |  | -1 | -1 | -1 | 0 | -1 | -1 | -1 | -1 | -1 | -1
|  |  | • | Calibrated Environment Temperature Probe |  |  | 2: 4 | 252 | 252 | 0 |  |  |  | -1 | -1 | -1 | -1 | 0 | -1 | -1 | -1 | -1 | -1
|  |  | • | Calibrated 5-point Temperature Probe with 0.5m Cable |  |  | 2: 5 | 447 | 447 | 0 |  |  |  | -1 | -1 | -1 | -1 | -1 | 0 | -1 | -1 | -1 | -1
|  |  | • | Calibrated 5-point Temperature Probe with 3.0m Cable |  |  | 2: 6 | 476 | 476 | 0 |  |  |  | -1 | -1 | -1 | -1 | -1 | -1 | 0 | -1 | -1 | -1
|  |  | • | Calibrated 6-point Temperature Probe with 3.0m Cable |  |  | 2: 7 | 538 | 538 | 0 |  |  |  | -1 | -1 | -1 | -1 | -1 | -1 | -1 | 0 | -1 | -1
|  |  | • | Calibrated Environment Temperature Probe 1T calib |  |  | 2: 8 | 177 | 177 | 0 |  |  |  | -1 | -1 | -1 | -1 | -1 | -1 | -1 | -1 | 0 | -1
|  |  | • | Environment Temperature Probe |  |  | 2: 9 | 137 | 137 | 0 |  |  |  | -1 | -1 | -1 | -1 | -1 | -1 | -1 | -1 | -1 | 0
| 3 | Sensor Protection |  | Plastic Grid for HMP63/115 | [15 empty] | 0 |  |  |  | -1 |  |  | -1 |  | -1 | -1 | -1 |  |  | 0 | -1 | -1 | -1 | bar: 1 to 11
|  |  |  | Membrane filter for HMP63/115 | [15 empty] | 0 |  |  |  | -1 |  |  | -1 |  | -1 | -1 | -1 |  |  | -1 | 0 | -1 | -1 | bar: 3 to 11
|  |  |  | Membrane filter for HMP110 | [15 empty] | 0 |  |  |  | -1 | -1 | -1 |  | -1 | -1 | -1 | -1 | -1 | -1 | -1 | -1 | 0 | -1 | bar: 1 to 11
|  |  |  | No sensor protection | [15 empty] | 0 |  |  |  | 1 | -1 | -1 | -1 | -1 | 1 | 1 | 1 | -1 | -1 | -1 | -1 | -1 | 0 | bar: 3 to 11
accessory | 4 | Probe Cables |  | No probe cable |  |  | 4: 0 |  |  | 0 | [6 empty] | -1 | [10 empty] | 0 | -1 | -1 | -1
|  |  | • | 1.5 meter cable | [13 empty] | 31 | 31 | 0 | [17 empty] | -1 | 0 | -1 | -1 | bar: 4 to 11
|  |  | • | 3 meter cable |  |  | 4: 2 | 66 | 66 | 0 | [17 empty] | -1 | -1 | 0 | -1
|  |  | • | 10 meter cable |  |  | 4: 3 | 162 | 162 | 0 | [17 empty] | -1 | -1 | -1 | 0
| 5 | Logger Mounting Accessory | • | Mounting bracket for logger | [13 empty] | 19 | 19 | 0 | [21 empty] | 0 | -1 | -1 | bar: 1 to 11
|  |  | • | Mouting bracket with magnets for logger | [13 empty] | 41 | 41 | 0 | [21 empty] | -1 | 0 | -1 | bar: 5 to 11
|  |  |  | No logger mounting accessories | [15 empty] | 0 | [21 empty] | -1 | -1 | 0 | bar: 1 to 11
| 6 | Probe Mounting Accessories |  | No probe mounting accessories |  |  | 6: 0 |  |  | 0 | TRUE | [23 empty] | 0
calibration | 7 | Custom Calibration |  | No special calibration | [15 empty] | 0 | TRUE | [24 empty] | 0 | bar: 1 to 11
accessory | 8 | Battery Type |  | 1.5 V Alkaline batteries | [15 empty] | 0 | [26 empty] | 0 | -1 | bar: 1 to 11
|  |  | • | 1.5 V Lithium batteries |  |  | 8: 2 | 9 | 9 | 0 | [26 empty] | -1 | 0
hardware | 9 | Packaging |  | Standard packaging | [15 empty] | 0 | [17 empty] | 1 | 1 | 1 | [8 empty] | 0 | -1 | bar: 1 to 11
|  |  |  | Large Standard packing |  |  | 9: 2 |  |  | 0 | [20 empty] | 1 | [7 empty] | -1 | 0
settings | 10 | Cloud Account |  | Cloud Account Setup with North America Region Datacenter | [15 empty] | 0 | [30 empty] | 0 | -1 | -1 | -1 | bar: 1 to 11
|  |  |  | Cloud Account Setup with Europe Region Datacenter | [15 empty] | 0 | [30 empty] | -1 | 0 | -1 | -1 | bar: 10 to 11
|  |  |  | Cloud Account Setup with Custom Cloud Account, North America Datacenter | [15 empty] | 0 | [30 empty] | -1 | -1 | 0 | -1 | bar: 1 to 11
|  |  |  | Cloud Account Setup with Custom Cloud Account, Europe Datacenter | [15 empty] | 0 | [30 empty] | -1 | -1 | -1 | 0 | bar: 10 to 11
| 11 | Custom Settings |  | No custom settings |  |  | 11: 0 |  |  | 0 | TRUE | [33 empty] | 0
[6 empty] | CWL100 | 1: 0N0 | 429 | 429 | 0
| Note: |  | Selections in bold are included in the prices of the basic versions.
|  | • | Selections in italic are available at an extra price.
| Links: |  | User guide
Datasheet
Technical drawing
Vaisala.com product page
Services (online store)
| accessory |  |  |  | item code
| Spare Part 5 pcs of RFL100 Mounting Bracket |  |  |  | DRW244769SP | [12 empty] | 356 | 356
| Spare Part 1.5m Cable for Data Logger probe |  |  |  | CBL210555-1M5SP | [12 empty] | 53 | 53
| Spare Part 5 pcs of RFL100 Battery Covers |  |  |  | DRW244766SP | [12 empty] | 105 | 105
| Spare Part 5 pcs of RFL100 Magnetic Mounting Bracket |  |  |  | ASM211527SP | [12 empty] | 419 | 419
| Spare Part 10m Cable for RFL100 |  |  |  | CBL210555-10MSP | [12 empty] | 146 | 146
| Spare Part 3m Cable for RFL100 |  |  |  | CBL210555-3MSP | [12 empty] | 85 | 85
A
E
0
1
2
3
4
5
6
7
8
9
A
B
C
N
0
1
2
3
A
B
N
0
N
1
2
1
2
A
E
X
Y
0

## CA10
[16 empty] | Select grey column and press delete to clear selections => |  |  | TRUE
TRUE
|  |  |  | Price valid from: 2025-04-23 |  | Back to Index | [12 empty] | FALSE
CA10
| Access Point for Cloud Wireless Data Loggers | [13 empty] | 0%
[5 empty] | Sparepart | Not valid Configuration | 1 | 2 | 3 | 4 | 5 | 6 | 7 | List Price (CAD) | Discounted
|  | Access Point for Cloud Wireless Data Loggers |  |  |  | CA10 | 2: 0; 4: 0; 6: 1; 7: N | 1201 | 1201 | Status | Selected | 0 | 0 | TRUE | 0 | 0 | TRUE | 0 | 0 | 0 | 0 | TRUE | TRUE
hardware | 1 | Radio Type |  | Region Radio Frequency North America region (FCC + CSA) | [11 empty] | 0 |  | 0 | -1 | bar: 1 to 7
|  |  |  | Region Radio Frequency Europe (ETSI) | [11 empty] | 0 |  | -1 | 0 | bar: 1 to 7
| 2 | Field Accessory |  | No field accessory |  |  | 2: 0 |  |  | 0 | TRUE |  |  | 0
accessory | 3 | Power Supply | • | Standard power supply | [9 empty] | 101 | 101 | 0 |  |  |  |  | 0 | -1 | bar: 1 to 7
|  |  |  | No Power supply PoE | [11 empty] | 0 |  |  |  |  | -1 | 0 | bar: 3 to 7
settings | 4 | Reserved for future use |  | No mobile data modem |  |  | 4: 0 |  |  | 0 | TRUE | [5 empty] | 0
| 5 | Cloud Account |  | Cloud account setup North America Region Datacenter | [11 empty] | 0 | [7 empty] | 0 | -1 | -1 | -1 | bar: 1 to 7
|  |  |  | Cloud account setup Europe Region Datacenter | [11 empty] | 0 | [7 empty] | -1 | 0 | -1 | -1 | bar: 5 to 7
|  |  |  | Cloud Account Setup with Custom Cloud Account, North America Datacenter | [11 empty] | 0 | [7 empty] | -1 | -1 | 0 | -1 | bar: 1 to 7
|  |  |  | Cloud Account Setup with Custom Cloud Account, Europe Datacenter | [11 empty] | 0 | [7 empty] | -1 | -1 | -1 | 0 | bar: 5 to 7
hardware | 6 | Packaging |  | Standard packaging | [11 empty] | 0 | TRUE | [10 empty] | 0 | bar: 1 to 7
settings | 7 | Custom Settings |  | No custom settings | [11 empty] | 0 | TRUE | [11 empty] | 0 | bar: 1 to 7
[6 empty] | CA10 | 1: 001N | 1201 | 1201 | 0
| Note: |  | Selections in bold are included in the prices of the basic versions.
|  | • | Selections in italic are available at an extra price.
| Links: |  | User guide
Datasheet
Technical drawing
Vaisala.com product page
Services (online store)
| accessory |  |  |  | item code
| AC Power Supply, Universal 15VDC 0.8A 12W, with locking DC plug |  |  |  | 245127SP | [8 empty] | 81 | 81
| Spare Part RFL100 and AP10 Mounting Kit |  |  |  | 245679SP | [8 empty] | 53 | 53
A
E
0
A
N
0
A
E
X
Y
1
N

## HPP272
[15 empty] | Select grey column and press delete to clear selections => |  |  | TRUE
TRUE
|  |  |  | Price valid from: 2025-04-23 |  | Back to Index | [11 empty] | FALSE
HPP272
| Hydrogen Peroxide, Humidity and Temperature Probe | [12 empty] | 0%
[5 empty] | Sparepart | Not valid Configuration | 1 | 2 | 3 | 4 | 5 | 6 | List Price (CAD) | Discounted
|  | Hydrogen Peroxide, Humidity and Temperature Probe |  |  |  | HPP272 | [6 empty] | 4693 | 4693 | Status | Selected | 0 | 0 | 0 | 0 | 0 | 0 | 0 | 0 | 0 | 0 | 0 | 0 | 0 | 0 | 0 | 0 | 0 | 0 | 0 | 0 | 0 | 0 | 0 | 0 | 0 | 0 | 0 | 0 | 0 | 0 | bar: 1 to 5
settings | 1 | 4..20 mA output signals scaling for ch1 |  | H2O2 0...2000 ppm | [10 empty] | 0 |  | 0 | -1 | -1 | -1 | -1 | -1 | -1 | -1 | -1 | bar: 1 to 5
|  |  |  | RS (H2O and H2O2) 0...100% | [10 empty] | 0 |  | -1 | 0 | -1 | -1 | -1 | -1 | -1 | -1 | -1 | bar: 1 to 5
|  |  |  | Temperature +5...70 °C | [10 empty] | 0 |  | -1 | -1 | 0 | -1 | -1 | -1 | -1 | -1 | -1 | bar: 1 to 5
|  |  |  | RH (H2O only) 0...100% | [10 empty] | 0 |  | -1 | -1 | -1 | 0 | -1 | -1 | -1 | -1 | -1 | bar: 1 to 5
|  |  |  | H2O 0 ... 445 870 ppm | [10 empty] | 0 |  | -1 | -1 | -1 | -1 | 0 | -1 | -1 | -1 | -1 | bar: 1 to 5
|  |  |  | Absolute (H2O2) (0...3000 ug/l) | [10 empty] | 0 |  | -1 | -1 | -1 | -1 | -1 | 0 | -1 | -1 | -1 | bar: 1 to 5
|  |  |  | Absolute (H2O) (0...200g/m3) | [10 empty] | 0 |  | -1 | -1 | -1 | -1 | -1 | -1 | 0 | -1 | -1 | bar: 1 to 5
|  |  |  | Saturation Vapor Pressure | [10 empty] | 0 |  | -1 | -1 | -1 | -1 | -1 | -1 | -1 | 0 | -1 | bar: 1 to 5
|  |  |  | Dew Point Temperature (H2O and H2O2) +5...50 °C | [10 empty] | 0 |  | -1 | -1 | -1 | -1 | -1 | -1 | -1 | -1 | 0 | bar: 1 to 5
| 2 | 4..20 mA output signals scaling for ch2 |  | H2O2 0...2000 ppm | [10 empty] | 0 | [10 empty] | 0 | -1 | -1 | -1 | -1 | -1 | -1 | -1 | -1 | bar: 1 to 5
|  |  |  | RS (H2O2 and H2O) 0...100% | [10 empty] | 0 | [10 empty] | -1 | 0 | -1 | -1 | -1 | -1 | -1 | -1 | -1 | bar: 2 to 5
|  |  |  | Temperature +5...70 °C | [10 empty] | 0 | [10 empty] | -1 | -1 | 0 | -1 | -1 | -1 | -1 | -1 | -1 | bar: 1 to 5
|  |  |  | RH (H2O only) 0...100% | [10 empty] | 0 | [10 empty] | -1 | -1 | -1 | 0 | -1 | -1 | -1 | -1 | -1 | bar: 2 to 5
|  |  |  | H2O 0 ... 445 870 ppm | [10 empty] | 0 | [10 empty] | -1 | -1 | -1 | -1 | 0 | -1 | -1 | -1 | -1 | bar: 1 to 5
|  |  |  | Absolute (H2O2) (0...3000 ug/l) | [10 empty] | 0 | [10 empty] | -1 | -1 | -1 | -1 | -1 | 0 | -1 | -1 | -1 | bar: 2 to 5
|  |  |  | Absolute (H2O) (0...200g/m3) | [10 empty] | 0 | [10 empty] | -1 | -1 | -1 | -1 | -1 | -1 | 0 | -1 | -1 | bar: 1 to 5
|  |  |  | Saturation Vapor Pressure | [10 empty] | 0 | [10 empty] | -1 | -1 | -1 | -1 | -1 | -1 | -1 | 0 | -1 | bar: 2 to 5
|  |  |  | Dew Point Temperature (H2O and H2O2) +5...50 °C | [10 empty] | 0 | [10 empty] | -1 | -1 | -1 | -1 | -1 | -1 | -1 | -1 | 0 | bar: 1 to 5
| 3 | Special Features |  | No Special Features |  |  | 3: 0 |  |  | 0 | [19 empty] | 0 | -1 | -1
|  |  | • | Calibration Certificate HPP272 certificate template in Japanese | [8 empty] | 78 | 78 | 0 | [19 empty] | -1 | 0 | -1 | bar: 3 to 5
|  |  | • | Japanese calibration certificate and traceability document |  |  | 3: 2 | 78 | 78 | 0 | [19 empty] | -1 | -1 | 0
accessory | 4 | Cable | • | Probe Cables with Open Wires (1.5m) | 254294SP | [7 empty] | 64 | 64 | 0 | [22 empty] | 0 | -1 | -1 | -1 | -1 | bar: 1 to 5
|  |  | • | Probe Cables with Open Wires (3m) | 254295SP | [7 empty] | 81 | 81 | 0 | [22 empty] | -1 | 0 | -1 | -1 | -1 | bar: 4 to 5
|  |  | • | Probe Cables with Open Wires (5m) | 254296SP | [7 empty] | 95 | 95 | 0 | [22 empty] | -1 | -1 | 0 | -1 | -1 | bar: 1 to 5
|  |  | • | Probe Cables with Open Wires (10m) | 254297SP | [7 empty] | 105 | 105 | 0 | [22 empty] | -1 | -1 | -1 | 0 | -1 | bar: 4 to 5
|  |  |  | No Cable | [10 empty] | 0 | [22 empty] | -1 | -1 | -1 | -1 | 0 | bar: 1 to 5
| 5 | Additional Options |  | No Additional Options |  |  | 5: 0 |  |  | 0 | [27 empty] | 0 | -1 | -1
|  |  |  | Low H2O2 Threshold On | [10 empty] | 0 | [27 empty] | -1 | 0 | -1 | bar: 5
|  |  |  | No interval purge |  |  | 5: 2 |  |  | 0 | [27 empty] | -1 | -1 | 0
| 6 | For Future Use |  | None Future2 | [10 empty] | 0 | [30 empty] | 0 | bar: 6
[6 empty] | HPP272 | [6 empty] | 4693 | 4693 | 0
| Note: |  | Selections in bold are included in the prices of the basic versions.
|  | • | Selections in italic are available at an extra price.
| Links: |  | User guide
Datasheet
Technical drawing
Vaisala.com product page
Services (online store)
| accessory |  |  |  | item code
| Connection Cable M12-5F - Open Wires, Hygienic Design, 1.5m |  |  |  | 254294SP | [7 empty] | 66 | 66
| Connection Cable M12-5F - Open Wires, Hygienic Design, 3m |  |  |  | 254295SP | [7 empty] | 83 | 83
| Connection Cable M12-5F - Open Wires, Hygienic Design, 5m |  |  |  | 254296SP | [7 empty] | 95 | 95
| Connection Cable M12-5F - Open Wires, Hygienic Design, 10m |  |  |  | 254297SP | [7 empty] | 106 | 106
| Flat Cable, M12-5(M) - M12-5(F), 1m |  |  |  | CBL210493SP | [7 empty] | 143 | 143
| Filter Cap Porous PTFE 18,5mm HPP272 Spare Part |  |  |  | DRW246363SP | [7 empty] | 126 | 126
| Gland Set for Through-wall Installation, HPP272 |  |  |  | HPP272MOUNTINGSET1 | [7 empty] | 531 | 531
| Flange for Through-wall Installation, HPP272 |  |  |  | HPP272MOUNTINGSET2 | [7 empty] | 313 | 313
| Wall Mount for HPP271 and HPP272 |  |  |  | HPP272WALLMOUNT | [7 empty] | 105 | 105
| Probe Connection Cable, M12-5F - M12-5M, 10 m, Hygienic Design |  |  |  | INDIGOCABLEHD10M | [7 empty] | 197 | 197
| Probe Connection Cable, M12-5F - M12-5M, 1.5 m, Hygienic Design |  |  |  | INDIGOCABLEHD1M5 | [7 empty] | 105 | 105
| Probe Connection Cable, M12-5F - M12-5M, 3 m, Hygienic Design |  |  |  | INDIGOCABLEHD3M | [7 empty] | 125 | 125
| Probe Connection Cable, M12-5F - M12-5M, 5 m, Hygienic Design |  |  |  | INDIGOCABLEHD5M | [7 empty] | 157 | 157
| Indigo-compatible USB Adapter |  |  |  | USB2 | [7 empty] | 157 | 157
A
B
C
D
E
F
G
H
J
A
B
C
D
E
F
G
H
J
0
1
2
A
B
C
D
N
0
1
2
N

## HPP271
[14 empty] | Select grey column and press delete to clear selections => |  |  | TRUE
TRUE
|  |  |  | Price valid from: 2025-04-23 |  | Back to Index | [10 empty] | FALSE
HPP271
| Hydrogen Peroxide Probe | [11 empty] | 0%
[5 empty] | Sparepart | Not valid Configuration | 1 | 2 | 3 | 4 | 5 | List Price (CAD) | Discounted
|  | Hydrogen Peroxide Probe |  |  |  | HPP271 | [5 empty] | 4285 | 4285 | Status | Selected | 0 | 0 | 0 | 0 | 0 | 0 | 0 | 0 | 0 | 0 | 0 | 0 | 0 | 0 | 0 | 0
settings | 1 | 4..20 mA output signals for CH1 |  | H2O2 0...2000 ppm |  |  | A | [6 empty] | 0 |  | 0 | -1 | -1
|  |  |  | Dew Point Temperature (H2O and H2O2) +5...50 °C |  |  | J | [6 empty] | 0 |  | -1 | 0 | -1
|  |  |  | OFF |  |  | N | [6 empty] | 0 |  | -1 | -1 | 0
| 2 | 4..20 mA output signals for CH2 |  | H2O2 0...2000 ppm |  |  |  | A | [5 empty] | 0 |  |  |  |  | 0 | -1 | -1
|  |  |  | Dew Point Temperature (H2O and H2O2) +5...50 °C |  |  |  | J | [5 empty] | 0 |  |  |  |  | -1 | 0 | -1
|  |  |  | OFF |  |  |  | N | [5 empty] | 0 |  |  |  |  | -1 | -1 | 0
| 3 | Special features |  | None |  |  |  |  | 0 |  |  |  |  | 0 | [7 empty] | 0 | -1 | -1
|  |  | • | Calibration Certificate HPP271 certificate template in Japanese |  |  |  |  | 1 |  |  | 78 | 78 | 0 | [7 empty] | -1 | 0 | -1
|  |  | • | Japanese calibration certificate and traceability document |  |  |  |  | 2 |  |  | 78 | 78 | 0 | [7 empty] | -1 | -1 | 0
accessory | 4 | Cable | • | Probe Cables with Open Wires (1.5m) | 254294SP |  |  |  |  | A |  | 64 | 64 | 0 | [10 empty] | 0 | -1 | -1 | -1 | -1
|  |  | • | Probe Cables with Open Wires (3m) | 254295SP |  |  |  |  | B |  | 81 | 81 | 0 | [10 empty] | -1 | 0 | -1 | -1 | -1
|  |  | • | Probe Cables with Open Wires (5m) | 254296SP |  |  |  |  | C |  | 95 | 95 | 0 | [10 empty] | -1 | -1 | 0 | -1 | -1
|  |  | • | Probe Cables with Open Wires (10m) | 254297SP |  |  |  |  | D |  | 105 | 105 | 0 | [10 empty] | -1 | -1 | -1 | 0 | -1
|  |  |  | No Cable | [5 empty] | N |  |  |  | 0 | [10 empty] | -1 | -1 | -1 | -1 | 0
| 5 | Future Options |  | None Future2 | [6 empty] | 0 |  |  | 0 | [15 empty] | 0 | -1
|  |  |  | Low H2O2 Threshold On | [6 empty] | 1 |  |  | 0 | [15 empty] | -1 | 0
[6 empty] | HPP271 | [5 empty] | 4285 | 4285 | 0
| Note: |  | Selections in bold are included in the prices of the basic versions.
|  | • | Selections in italic are available at an extra price.
| Links: |  | User guide
Datasheet
Technical drawing
Vaisala.com product page
Services (online store)
| accessory |  |  |  | item code
| Connection Cable M12-5F - Open Wires, Hygienic Design, 1.5m |  |  |  | 254294SP | [6 empty] | 66 | 66
| Connection Cable M12-5F - Open Wires, Hygienic Design, 3m |  |  |  | 254295SP | [6 empty] | 83 | 83
| Connection Cable M12-5F - Open Wires, Hygienic Design, 5m |  |  |  | 254296SP | [6 empty] | 95 | 95
| Connection Cable M12-5F - Open Wires, Hygienic Design, 10m |  |  |  | 254297SP | [6 empty] | 106 | 106
| Flat Cable, M12-5(M) - M12-5(F), 1m |  |  |  | CBL210493SP | [6 empty] | 143 | 143
| Filter Cap Porous PTFE 18,5mm HPP272 Spare Part |  |  |  | DRW246363SP | [6 empty] | 126 | 126
| Gland Set for Through-wall Installation, HPP271 |  |  |  | HPP271MOUNTINGSET1 | [6 empty] | 457 | 457
| Flange for Through-wall Installation, HPP271 |  |  |  | HPP271MOUNTINGSET2 | [6 empty] | 249 | 249
| Wall Mount for HPP271 and HPP272 |  |  |  | HPP272WALLMOUNT | [6 empty] | 105 | 105
| Probe Connection Cable, M12-5F - M12-5M, 10 m, Hygienic Design |  |  |  | INDIGOCABLEHD10M | [6 empty] | 197 | 197
| Probe Connection Cable, M12-5F - M12-5M, 1.5 m, Hygienic Design |  |  |  | INDIGOCABLEHD1M5 | [6 empty] | 105 | 105
| Probe Connection Cable, M12-5F - M12-5M, 3 m, Hygienic Design |  |  |  | INDIGOCABLEHD3M | [6 empty] | 125 | 125
| Probe Connection Cable, M12-5F - M12-5M, 5 m, Hygienic Design |  |  |  | INDIGOCABLEHD5M | [6 empty] | 157 | 157
| Indigo-compatible USB Adapter |  |  |  | USB2 | [6 empty] | 157 | 157
A
J
N
A
J
N
0
1
2
A
B
C
D
N
0
1

## family XMW90
|  | Price valid from: 2025-04-23 | Back to Index
family XMW90
| Description |  | Product Code | List Price (CAD) | Discounted
| Digital CO2 module |  | GM10SP | 330 | 330
| Wall Mount Temperature Transmitter, ±0.2 °C, 4...20 mA |  | TMW92 | 353 | 353
| Wall Mount Temperature Transmitter, ±0.2 °C, 0...10 V |  | TMW93 | 353 | 353
| Digital Temp. Replacement Module with NIST Calibration Certificate |  | TM10SP | 103 | 103
| RH + T Wall mount Transmitter, ±1.7 %RH, 4...20 mA |  | HMW92 | 572 | 572
| RH + T Wall mount Transmitter, ±1.7 %RH, 4...20 mA, Display |  | HMW92D | 572 | 572
| RH + T Wall mount Transmitter, ±1.7 %RH, 0...10V |  | HMW93 | 572 | 572
| RH + T Wall mount Transmitter, ±1.7 %RH, 0...10V, Display |  | HMW93D | 572 | 572
| RH + T Wall mount Transmitter, ±1.7 %RH, Modbus |  | HMW95 | 572 | 572
| RH + T Wall mount Transmitter, ±1.7 %RH, Modbus, Display |  | HMW95D | 572 | 572
| Humidity and Temperature Replacement Module for HMW90 series, NIST cert |  | HTM10SP | 306 | 306
| CO2+T Wall Mount Transmitter, 0 ...10 V |  | GMW93 | 612 | 612
| CO2+T Wall Mount Transmitter, 0 ...10 V, Display |  | GMW93D | 612 | 612
| CO2+RH+T Wall Mount Transmitter, 0....10 V |  | GMW93R | 703 | 703
| CO2+RH+T Wall Mount Transmitter, 0....10 V, LED |  | GMW93RA | 719 | 719
| CO2+RH+T Wall Mount Transmitter, 0....10 V, Display |  | GMW93RD | 703 | 703
| CO2+T Wall Mount Transmitter, 4...20 mA |  | GMW94 | 612 | 612
| CO2+T Wall Mount Transmitter, 4...20 mA, Display |  | GMW94D | 612 | 612
| CO2+RH+T Wall Mount Transmitter, 4...20 mA |  | GMW94R | 703 | 703
| CO2+RH+T Wall Mount Transmitter, 4...20 mA, Display |  | GMW94RD | 703 | 703
| CO2+T Wall Mount Modbus Transmitter |  | GMW95 | 612 | 612
| CO2 + T Wall Mount Modbus Transmitter, Display |  | GMW95D | 612 | 612
| CO2+RH+T Wall Mount Modbus Transmitter |  | GMW95R | 703 | 703
| CO2+RH+T Wall Mount Modbus Transmitter, Display |  | GMW95RD | 703 | 703
| Cable, Instrumentation, SH M12/8(F)-M12/8(F), 8x0.25mm2, 5m, PP/PUR, HF, BLK |  | 248091 | 142 | 142
| Decorative cover set XMW90 family 10pcs |  | 236285 | 205 | 205

## family XMW80
|  | Price valid from: 2025-04-23 | Back to Index
family XMW80
| Description |  | Product Code | List Price (CAD) | Discounted
| RH+T Wall mount Transmitter With Display ±2 %RH, 4...20 mA IP65 |  | HMW112D | 459 | 459
| T Wall mount Transmitter With Display, 4...20 mA IP65 |  | TMW112D | 412 | 412
| Wall mount Temperature Transmitter |  | TMW112 | 360 | 360
| Wall Mount Temperature Transmitter, ±0.5 °C, 4...20 mA |  | TMW82 | 115 | 115
| Digital CO2 module |  | GM10SP80 | 187 | 187
| Wall Mount Temperature Transmitter, ±0.3 °C, 4...20 mA, IP65 |  | TMW88 | 227 | 227
| CO2 Transmitter Wall Model no logo |  | GMW86P-N | 293 | 293
| RH + T Wall mount Transmitter, ±2 %RH, 4...20 mA IP65 |  | HMW112 | 407 | 407
| RH + T Wall Mount Transmitter for HVAC. ± 3 %RH, 4...20 mA |  | HMW82 | 157 | 157
| RH and Temperature Wall Mount Transmitter, ±3 %RH, 0...10V |  | HMW83 | 157 | 157
| RH + T Wall mount Transmitter, Transmitter±3 %RH, 4...20 mA, IP65 |  | HMW88 | 271 | 271
| RH + T Wall mount Transmitter, ±3 %RH, 4...20 mA, Display, IP65 |  | HMW88D | 323 | 323
| Wall Transmitter With Enthalpy Output |  | HMW88H | 310 | 310
| Wall Transmitter With Dewpoint Output |  | HMW88TD | 310 | 310
| Wall Transmitter With Wetbulb Output |  | HMW88W | 310 | 310
| RH + T Wall mount Transmitter, ±3 %RH, 0...10V, IP65 |  | HMW89 | 271 | 271
| RH + T Wall mount Transmitter, ±3 %RH, Display, IP65 |  | HMW89D | 323 | 323
| RH + Pt100 T Wall Mount Transmitter for HVAC. ±3 % RH, 4...20 mA |  | HMW82P100 | 167 | 167
| RH + T Wall Mount Transmitter for HVAC. ± 3 %RH, 4...20 mA |  | HMW82N | 167 | 167

## family XMD80
|  | Price valid from: 2025-04-23 | Back to Index
family XMD80
| Description |  | Product Code | List Price (CAD) | Discounted
| Thermowell 100 mm, 1/2 - 14 NPT |  | ASM214707 | 88 | 88
| Thermowell 100 mm, ISO 7 - R 1/2 |  | ASM214691 | 88 | 88
| RH+T Duct Transmitter +Display ±2 %RH, 4...20 mA |  | HMD112D | 555 | 555
| Duct Temperature Transmitter |  | TMD112 | 360 | 360
| T Duct Transmitter With Display 4...20 mA |  | TMD112D | 412 | 412
| Temperature Duct Transmitter, ±0.3 °C, 4...20 mA |  | TMD82 | 227 | 227
| Outdoor Temperature Transmitter, ±0.3 °C, 4...20 mA |  | TMS82 | 422 | 422
| Outdoor Humidity and Temperature Transmitter, ±2 %RH, 4...20 mA |  | HMS112 | 788 | 788
| Outdoor Humidity and Temperature Transmitter, ±3 %RH, 4...20 mA |  | HMS82 | 483 | 483
| Outdoor Humidity and Temperature Transmitter, ±3 %RH, 4...20 mA |  | HMS82C | 483 | 483
| Outdoor Transmitter With Enthalpy Output, 4...20 mA |  | HMS82H | 531 | 531
| Outdoor Transmitter With Dewpoint Output, 4...20 mA |  | HMS82TD | 531 | 531
| Outdoor Transmitter With Wetbulb Output, 4...20 mA |  | HMS82W | 531 | 531
| Outdoor Humidity and Temperature Transmitter, ±3 %RH, 0...10 V |  | HMS83 | 483 | 483
| RH+T Duct Transmitter, ±2 %RH, 4...20 mA |  | HMD112 | 503 | 503
| RH+T Duct Transmitter, ± 3 %RH, 4...20 mA |  | HMD82 | 271 | 271
| RH+T Duct Transmitter, ± 3 %RH, 4...20 mA, Display |  | HMD82D | 323 | 323
| Enthalpy Output Duct Transmitter, 4...20 mA |  | HMD82H | 310 | 310
| Dewpoint Output Duct Transmitter, 4...20 mA |  | HMD82TD | 310 | 310
| Wetbulb Output Duct Transmitter, 4...20 mA |  | HMD82W | 310 | 310
| RH+T Duct Transmitter, ± 3 %RH, 0...10 V |  | HMD83 | 271 | 271
| RH+T Duct Transmitter, ± 3 %RH, 0...10 V, Display |  | HMD83D | 323 | 323
| Outdoor Humidity and Temperature Transmitter, ±3 %RH, 0...10 V |  | HMS83C | 483 | 483
| Adjustment Cable One point calibration, XMDW80 |  | ASM212800 | 115 | 115

## family XM40
|  | Price valid from: 2025-04-23 | Back to Index
family XM40
| Description |  | Product Code | List Price (CAD) | Discounted
| Handheld Humidity and Temperature Meter Remote Probe with Handle |  | HM45 | 1042 | 1042
| Handheld Humidity and Temperature Meter with HM46PROBE |  | HM46 | 1712 | 1712
| 12 mm Stainless Steel Measurement Probe for HM40 |  | HM46PROBE | 1309 | 1309
| Handheld Indicator |  | HM40INDI | 649 | 649
| Handheld Humidity and Temperature Meter Standard Probe |  | HM41 | 855 | 855
| Handheld Humidity and Temperature Meter with HM42PROBE |  | HM42 | 1873 | 1873
| 4 mm Stainless Steel Measurement Probe for HM40 |  | HM42PROBE | 1483 | 1483
| NiMH Rechargeable Batteries (4 pcs) |  | 229247SP | 69 | 69
| External Battery Recharger with USB Connection and 2 Batteries |  | 229249SP | 98 | 98
| Case for Long HM40 Probes (HM42, HM46) |  | DRW242351SP | 90 | 90
| Case Assembly HPRC2530 |  | CASEFORSHM40SP | 630 | 630
| Rubber Plug for Sealing HMP44 Probe to19266HM Plastic Tube (12 pcs) |  | 19267HM | 21 | 21
| Battery Cover (3 pcs) |  | 225688SP | 69 | 69
| Light carrying case for HM40S / INDIGO80, spare part |  | 230245SP | 69 | 69
| Case for Short HM40 Probes (HM41, HM45) |  | 235849SP | 69 | 69
| Disposable Sleeve Set (50 pcs) |  | 1558 | 69 | 69
| Rubber Sleeve Set (10 pcs) for HM42PROBE |  | 19809HM | 19 | 19
| Calibration Adapter HM37067 (HM42) |  | HM37067 | 167 | 167
| HM40 Handle and Cable |  | HM40HANDLE | 187 | 187
| Belt Clip (3 pcs) |  | 227710SP | 69 | 69

## family SHM40
|  | Price valid from: 2025-04-23 | Back to Index
family SHM40
| Description |  | Product Code | List Price (CAD) | Discounted
| Handheld indicator with adapter and cable probe |  | HM40S | 1062 | 1062
| Handheld indicator with adapter |  | HM40SINDI | 649 | 649
| RH&T probe with cable |  | HMP40S | 587 | 587
| Structural Humidity Measurement Kit |  | SHM40 | 1692 | 1692
| Plastic flanges (12pcs) |  | 26529HM | 44 | 44
| Long rubber plugs (12pcs) |  | 26530HM | 88 | 88
| Long (200 mm) Plastic Tube Set for Measuring Humidity from a Borehole (12 pcs) |  | 245789 | 39 | 39
| Plastic Tube Set for Measuring Humidity from a Borehole (12 pcs) |  | 19266HM | 21 | 21
| Protective Cover with Lid for Measuring Humidity from a Borehole (3 pcs) |  | 19268HM | 26 | 26
| Quick Connection Adapter for connecting HMP40S Probe with HM40 Indicator |  | HM40SADAPTER | 81 | 81
| Cable for HMP40S, 0.3 m |  | HMP40SCABLE | 69 | 69
| Cable for HMP40S, 2.7 m |  | HMP40SCABLE2 | 108 | 108
| Rubber Plug for Sealing HMP40S Probe to19266HM Plastic Tube (12 pcs) |  | 233976 | 31 | 31

## family HMPX
|  | Price valid from: 2025-04-23 | Back to Index
family HMPX
| Description |  | Product Code | List Price (CAD) | Discounted
| Gland Set HMP9 |  | ASM213199 | 49 | 49
| Compact Humidity and Temperature Probe |  | HMP9 | 1782 | 1782
| Indigo-compatible USB Adapter |  | USB2 | 157 | 157
| Wall-Mounted Humidity and Temperature Probe |  | HMP1 | 1782 | 1782
| Relative Humidity and Temperature Probe for General Purpose |  | HMP3 | 1922 | 1922
| Duct installation kit HMP9 |  | ASM214055 | 118 | 118
| HMK15-HMP9 Adapter Assembly |  | ASM213801 | 76 | 76
| 4PROBESETSP For HMP4 and HMT370EX. |  | 4PROBESETSP | 19 | 19
| Temperature Probe |  | TMP1 | 902 | 902
| Relative Humidity and Temperature Probe |  | HMP4 | 3464 | 3464
| Relative Humidity and Temperature Probe |  | HMP5 | 2983 | 2983
| Relative Humidity and Temperature Probe High Humidities |  | HMP7 | 2904 | 2904
| RH+T Probe for Adjustable Depth and Pressure |  | HMP8 | 3282 | 3282

## family HMP60
|  | Price valid from: 2025-04-23 | Back to Index
family HMP60
| Description |  | Product Code | List Price (CAD) | Discounted
| Preconfigured HMP110 C15A0C1A0 |  | HMP110-CFG04 | 360 | 360
| Cable, Instrumentation, SH M12/8(F)-M12/8(M), 8x0.13mm2, 2m, Si/Si, BLK |  | 238869 | 199 | 199
| Cable, Instrumantation, SH M8/4-(F), Open, L3m, |  | 243969 | 115 | 115
| Cable with Connector Shielded cable, 0.3m |  | 214215SP | 42 | 42
| Porous Sintered PTFE Filter Ø12, L25mm |  | DRW244938SP | 91 | 91
| Radiation Shield DTR504 Assembly |  | DTR504 | 335 | 335
| Radiation Shield For HMP60 +Acc. |  | DTR504A | 511 | 511
| Component Board 4...20 mA loop powered converter |  | UI-CONVERTER-1CB | 81 | 81
| Cable, Instrumentation, SH M8/4(F)-Open, 0.32m, BK |  | HMP50Z032 | 31 | 31
| Shielded Cable, 10m, 4-pin M8 Female Straight |  | HMP50Z1000 | 150 | 150
| Shielded Cable, 1.20m 4-pin M8 Female Straight |  | HMP50Z120 | 59 | 59
| Shielded Cable, 3.0m, 4-pin M8 Female Straight |  | HMP50Z30A | 59 | 59
| Shielded Cable, 5.0m, 4-pin M8 Female Straight |  | HMP50Z500 | 74 | 74
| Cable, Instrumentation M8/4(F)-Open, 4x0.25mm2, 2m, PVC, Snap in, BLK |  | 211598 | 27 | 27

## family HMD60
|  | Price valid from: 2025-04-23 | Back to Index
family HMD60
| Description |  | Product Code | List Price (CAD) | Discounted
| RH+T Duct Transmitter, ±1.5 %RH, 4...20 mA |  | HMD62 | 761 | 761
| Duct Temperature Transmitter, ±0.1 °C, 4...20 mA |  | TMD62 | 588 | 588
| Cable Gland, M16/x1.5 Spare Part |  | 254280SP | 42 | 42
| RH+T Duct BACnet/Modbus Transmitter, ±1.5 %RH |  | HMD65 | 761 | 761

## TMW90
[18 empty] | Select grey column and press delete to clear selections => |  |  | TRUE
TRUE
|  |  |  | Price valid from: 2025-04-23 |  | Back to Index | [14 empty] | FALSE
TMW90
| Room Temperature Transmitter | [15 empty] | 0%
[5 empty] | Sparepart | Not valid Configuration | 1 | 2 | 3 | 4 | 5 | 6 | 7 | 8 | 9 | List Price (CAD) | Discounted
|  | Room Temperature Transmitter |  |  |  | TMW90 | [9 empty] | 353 | 353 | Status | Selected | 0 | 0 | 0 | 0 | 0 | 0 | 0 | 0 | 0 | 0 | 0 | 0 | 0 | 0 | 0 | 0 | 0 | 0 | 0 | 0 | 0 | 0 | 0 | 0 | 0 | 0 | 0
hardware | 1 | Output |  | 2-wire current output |  |  | 1: 2 |  |  | 0 |  | 0 | -1
|  |  |  | 3-wire voltage output |  |  | 1: 3 |  |  | 0 |  | -1 | 0
settings | 2 | Output signal |  | 4...20 mA 2-wire (loop-powered) | [13 empty] | 0 |  |  | -1 | 0 | -1 | -1 | bar: 1 to 9
|  |  |  | 0...10 V 3-wire |  |  | 2: 2 |  |  | 0 |  | -1 |  | -1 | 0 | -1
|  |  |  | 0...5 V 3-wire |  |  | 2: 3 |  |  | 0 |  | -1 |  | -1 | -1 | 0
| 3 | Output scaling for temperature |  | T -5 ... +55 °C (+23 ...+131°F) | [13 empty] | 0 | [6 empty] | 0 | -1 | -1 | bar: 1 to 9
|  |  |  | T -0 ... +60 °C (+32 ...+140 °F) | [13 empty] | 0 | [6 empty] | -1 | 0 | -1 | bar: 3 to 9
|  |  |  | Special scale please specify: | [13 empty] | 0 | [6 empty] | -1 | -1 | 0 | bar: 1 to 9
hardware | 4 | Display and colour |  | Solid Cover White RAL9003 (hidden display) | DRW237354SP |  | 4: 0 |  |  | 0 | [9 empty] | 0 | -1 | -1 | -1 | -1 | -1
|  |  |  | Display Cover White RAL9003 (visible display) | DRW237339SP | [12 empty] | 0 | [9 empty] | -1 | 0 | -1 | -1 | -1 | -1 | bar: 4 to 9
|  |  | • | Solid Cover Black RAL9005 (hidden display) |  |  | 4: 2 | 19 | 19 | 0 | [9 empty] | -1 | -1 | 0 | -1 | -1 | -1
|  |  | • | Display Cover Black RAL9005 (visible display) |  |  | 4: 3 | 19 | 19 | 0 | [9 empty] | -1 | -1 | -1 | 0 | -1 | -1
|  |  | • | Solid Cover White RAL9003, no logo (hidden display) |  |  | 4: 8 | 19 | 19 | 0 | [9 empty] | -1 | -1 | -1 | -1 | 0 | -1
|  |  | • | Display Cover White RAL9003, no logo (visible display) |  |  | 4: 9 | 19 | 19 | 0 | [9 empty] | -1 | -1 | -1 | -1 | -1 | 0
settings | 5 | Units |  | Metric units | [13 empty] | 0 | [15 empty] | 0 | -1 | bar: 1 to 9
|  |  |  | Non metric units | [13 empty] | 0 | [15 empty] | -1 | 0 | bar: 5 to 9
| 6 | Relay operation |  | None |  |  | 6: 0 |  |  | 0 | [17 empty] | 0 | -1 | -1 | -1 | -1
|  |  |  | Relay open below setpoint | [13 empty] | 0 |  | -1 | [15 empty] | -1 | 0 | -1 | -1 | -1 | bar: 6 to 9
|  |  |  | Relay open above setpoint |  |  | 6: 2 |  |  | 0 |  | -1 | [15 empty] | -1 | -1 | 0 | -1 | -1
|  |  |  | Relay closed in error state | [13 empty] | 0 |  | -1 | [15 empty] | -1 | -1 | -1 | 0 | -1 | bar: 6 to 9
|  |  |  | Relay closed in normal operation | [13 empty] | 0 |  | -1 | [15 empty] | -1 | -1 | -1 | -1 | 0 | bar: 1 to 9
| 7 | Relay set-point and hysteresis |  | None |  |  | 7: 0 |  |  | 0 | [18 empty] | -1 | -1 |  |  | 0 | -1
|  |  |  | T setpoint (low/high): | [13 empty] | 0 |  | -1 | [18 empty] | -1 | -1 | -1 | 0 | bar: 7 to 9
hardware | 8 | Identity |  | With adjustment trimmers | [13 empty] | 0 | [24 empty] | 0 | -1 | bar: 1 to 9
|  |  |  | No adjustment trimmers | [13 empty] | 0 | [24 empty] | -1 | 0 | bar: 8 to 9
| 9 | Quick reference guide |  | No User's Guide |  |  | 9: 0 |  |  | 0 | [26 empty] | 0 | -1
|  |  | • | Multilingual Quick Guide for Analog HMW90/GMW90 Series Devices |  |  | 9: 2 | 19 | 19 | 0 | [26 empty] | -1 | 0
[6 empty] | TMW90 | [9 empty] | 353 | 353 | 0
| Note: |  | Selections in bold are included in the prices of the basic versions.
|  | • | Selections in italic are available at an extra price.
| Links: |  | User guide
Datasheet
Technical drawing
Services (online store)
| accessory |  |  |  | item code
| USB Service Cable M8-4F, RS485 |  |  |  | 219690 | [10 empty] | 162 | 162
| MI70 Connection Cable with M8-4F Connector |  |  |  | 219980SP | [10 empty] | 232 | 232
| Decorative cover set XMW90 family 10pcs |  |  |  | 236285 | [10 empty] | 205 | 205
| M12 - M8 service cable 1.5 m (4.9 ft) |  |  |  | 262195SP | [10 empty] | 133 | 133
| Sliding cover HMW90 Spare Parts |  |  |  | DRW237339SP | [10 empty] | 42 | 42
| Sliding cover, blank HMW90 Spare Parts |  |  |  | DRW237354SP | [10 empty] | 42 | 42
| Digital Temp. Replacement Module with NIST Calibration Certificate |  |  |  | TM10SP | [10 empty] | 103 | 103
2
3
1
2
3
A
B
X
0
1
2
3
8
9
A
B
0
1
2
F
N
0
X
A
B
0
2

## TMW110
[17 empty] | Select grey column and press delete to clear selections => |  |  | TRUE
TRUE
|  |  |  | Price valid from: 2025-04-23 |  | Back to Index | [13 empty] | FALSE
TMW110
| Wall mount Temperature Transmitter | [14 empty] | 0%
[5 empty] | Sparepart | Not valid Configuration | 1 | 2 | 3 | 4 | 5 | 6 | 7 | 8 | List Price (CAD) | Discounted
|  | Wall mount Temperature Transmitter |  |  |  | TMW110 | 3: N; 4: V; 5: 0 | 360 | 360 | Status | Selected | 0 | 0 | 0 | 0 | 0 | 0 | 0 | 0 | 0 | 0 | TRUE | TRUE | TRUE | 0 | 0 | 0 | 0 | 0 | 0 | 0 | 0
settings | 1 | Output Signals |  | 4...20 mA 2-wire loop-powered |  |  | 1: 2 |  |  | 0 |  | 0 | -1 | -1 | -1
|  |  | • | 4...20 mA 2-wire loop-powered, with display |  |  | 1: 4 | 53 | 53 | 0 |  | -1 | 0 | -1 | -1
|  |  |  | Modbus RTU | [12 empty] | 0 |  | -1 | -1 | 0 | -1 | bar: 1 to 8
|  |  | • | Modbus RTU with display | [10 empty] | 53 | 53 | 0 |  | -1 | -1 | -1 | 0 | bar: 1 to 8
| 2 | Measured Parameter for Channel 1 |  | T 0 ... +50°C (32 … 122 °F) | [12 empty] | 0 | [5 empty] | 0 | -1 | -1 | -1 | -1 | -1 | bar: 1 to 8
|  |  |  | T -5 ... +55°C (23 … 131 °F) |  |  | 2: 2 |  |  | 0 | [5 empty] | -1 | 0 | -1 | -1 | -1 | -1
|  |  |  | T -40 ... +60°C (-40 … 140 °F) |  |  | 2: 3 |  |  | 0 | [5 empty] | -1 | -1 | 0 | -1 | -1 | -1
|  |  |  | No selection (Modbus model) | [12 empty] | 0 | [5 empty] | -1 | -1 | -1 | 0 | -1 | -1 | bar: 2 to 8
|  |  |  | T special scale °C, please specify: | [12 empty] | 0 | [5 empty] | -1 | -1 | -1 | -1 | 0 | -1 | bar: 1 to 8
|  |  |  | T special scale °C, please specify: | [12 empty] | 0 | [5 empty] | -1 | -1 | -1 | -1 | -1 | 0 | bar: 2 to 8
| 3 | Measured Parameter for Channel 2 |  | No selection (Modbus model) | [12 empty] | 0 | TRUE | [10 empty] | 0 | bar: 1 to 8
hardware | 4 | Identity |  | Vaisala | [12 empty] | 0 | TRUE | [11 empty] | 0 | bar: 1 to 8
| 5 | Reserved 1 |  | No display |  |  | 5: 0 |  |  | 0 | TRUE | [12 empty] | 0
accessory | 6 | User guide |  | No User's Guide |  |  | 6: 0 |  |  | 0 | [14 empty] | 0 | -1
|  |  | • | Multilingual Quick Guide for HMDW110 Series | [10 empty] | 19 | 19 | 0 | [14 empty] | -1 | 0 | bar: 6 to 8
hardware | 7 | Display Options |  | Metric Units | [12 empty] | 0 |  | -1 |  | -1 | [12 empty] | 0 | -1 | -1 | -1 | bar: 1 to 8
|  |  |  | Non-Metric Units |  |  | 7: 2 |  |  | 0 |  | -1 |  | -1 | [12 empty] | -1 | 0 | -1 | -1
|  |  |  | Metric units only (cannot be changed after delivery) |  |  | 7: 3 |  |  | 0 |  | -1 |  | -1 | [12 empty] | -1 | -1 | 0 | -1
|  |  |  | No display | [12 empty] | 0 |  |  | -1 |  | -1 | [11 empty] | -1 | -1 | -1 | 0 | bar: 7 to 8
| 8 | Other options | • | M12 connector instead of cable gland | [10 empty] | 88 | 88 | 0 | [20 empty] | 0 | -1 | bar: 1 to 8
|  |  |  | No selection | [12 empty] | 0 | [20 empty] | -1 | 0 | bar: 8
[6 empty] | TMW110 | 1: NV0 | 360 | 360 | 0
| Note: |  | Selections in bold are included in the prices of the basic versions.
|  | • | Selections in italic are available at an extra price.
| Links: |  | User guide
Datasheet
Technical drawing
Vaisala.com product page
Services (online store)
| accessory |  |  |  | item code
| Conduit Fitting + O-Rin M16x1.5 / PG9, RE-MS |  |  |  | 210674SP | [9 empty] | 42 | 42
| Conduit fitting + O‑ring (M16×1.5 / NPT1/2") |  |  |  | 210675SP | [9 empty] | 42 | 42
| USB Service Cable M8-4F, RS485 |  |  |  | 219690 | [9 empty] | 162 | 162
| MI70 Connection Cable with M8-4F Connector |  |  |  | 219980SP | [9 empty] | 232 | 232
| Terminal Block, Blue PK1304D 4P |  |  |  | 236620SP | [9 empty] | 20 | 20
| Membrane Filter PC White UV stabilized |  |  |  | ASM210856SP | [9 empty] | 42 | 42
| Porous PTFE Filter Ø12, L22mm |  |  |  | DRW239993SP | [9 empty] | 42 | 42
2
4
M
N
1
2
3
N
X
Y
N
V
0
0
1
1
2
3
N
B
N

## TMT130
[23 empty] | Select grey column and press delete to clear selections => |  |  | TRUE
TRUE
|  |  |  | Price valid from: 2025-04-23 |  | Back to Index | [19 empty] | FALSE
TMT130
| Temperature Transmitter, ±0.1 °C (±0.18 °F), 0...10 V | [20 empty] | 0%
[5 empty] | Sparepart | Not valid Configuration | 1 | 2 | 3 | 4 | 5 | 6 | 7 | 8 | 9 | 10 | 11 | 12 | 13 | 14 | List Price (CAD) | Discounted
|  | Temperature Transmitter, ±0.1 °C (±0.18 °F), 0...10 V |  |  |  | TMT130 | 1: A; 6: A; 7: 0 | 0 | 0 | Status | Selected | TRUE | 0 | 0 | 0 | 0 | 0 | 0 | 0 | 0 | 0 | 0 | 0 | 0 | 0 | 0 | 0 | 0 | 0 | 0 | 0 | TRUE | TRUE | 0 | 0 | 0 | 0 | 0 | 0 | 0 | 0 | 0 | 0 | 0 | 0 | 0 | 0 | 0 | 0 | 0 | 0 | 0 | 0 | 0 | 0
hardware | 1 | Measurement Type | • | Temperature, HMP110T Stainless Steel Probe | [16 empty] | 671 | 671 | 0 | TRUE | 0 | bar: 1 to 12
| 2 | Probe Details |  | Probe Mounted on Transmitter (Stainless Steel Probe) | [18 empty] | 0 |  |  | 0 | -1 | -1 | -1 | -1 | -1 | -1 | bar: 1 to 12
|  |  | • | 3 m Cable for Remote Probe | HMT120Z300 | [15 empty] | 59 | 59 | 0 |  |  | -1 | 0 | -1 | -1 | -1 | -1 | -1 | bar: 2 to 12
|  |  | • | 5 m Cable for Remote Probe | HMT120Z500 | [15 empty] | 91 | 91 | 0 |  |  | -1 | -1 | 0 | -1 | -1 | -1 | -1 | bar: 1 to 12
|  |  | • | 10 m Cable for Remote Probe | HMT120Z1000 | [15 empty] | 172 | 172 | 0 |  |  | -1 | -1 | -1 | 0 | -1 | -1 | -1 | bar: 2 to 12
|  |  | • | 10 m with Cable for Remote Probe with 10m Extension Cable | [16 empty] | 333 | 333 | 0 |  |  | -1 | -1 | -1 | -1 | 0 | -1 | -1 | bar: 1 to 12
|  |  | • | 20 m Cable for Remote Probe | HMT120Z2000 | [15 empty] | 222 | 222 | 0 |  |  | -1 | -1 | -1 | -1 | -1 | 0 | -1 | bar: 2 to 12
|  |  | • | 1,2 m Remote Probe Cable | HMT120Z120 | [15 empty] | 31 | 31 | 0 |  |  | -1 | -1 | -1 | -1 | -1 | -1 | 0 | bar: 1 to 12
| 3 | Display |  | No Display |  |  | 3: 0 |  |  | 0 | [9 empty] | 0 | -1
|  |  | • | With Display | [16 empty] | 138 | 138 | 0 | [9 empty] | -1 | 0 | bar: 3 to 12
| 4 | Analog Output Signal |  | Output 0...1 V | [18 empty] | 0 | [11 empty] | 0 | -1 | -1 | -1 | bar: 1 to 12
|  |  |  | Output 0...5 V | [18 empty] | 0 | [11 empty] | -1 | 0 | -1 | -1 | bar: 4 to 12
|  |  |  | Output 0...10 V | [18 empty] | 0 | [11 empty] | -1 | -1 | 0 | -1 | bar: 1 to 12
|  |  |  | Special Output | [18 empty] | 0 | [11 empty] | -1 | -1 | -1 | 0 | bar: 4 to 12
settings | 5 | Parameter for Ch1 |  | T -40...+60 °C (-40...+140 °F) | [18 empty] | 0 | [15 empty] | 0 | -1 | -1 | -1 | -1 | -1 | bar: 1 to 12
|  |  |  | T -20...+80 °C (-4...+176 °F) | [18 empty] | 0 | [15 empty] | -1 | 0 | -1 | -1 | -1 | -1 | bar: 5 to 12
|  |  |  | T 0...+60 °C (+32...+140 °F) | [18 empty] | 0 | [15 empty] | -1 | -1 | 0 | -1 | -1 | -1 | bar: 1 to 12
|  |  |  | Temperature Range T -40...+80 °C (-40...+176°F) | [18 empty] | 0 | [15 empty] | -1 | -1 | -1 | 0 | -1 | -1 | bar: 5 to 12
|  |  |  | Temperature Range T 0...+50 °C (+32...+122°F) | [18 empty] | 0 | [15 empty] | -1 | -1 | -1 | -1 | 0 | -1 | bar: 1 to 12
|  |  |  | Channel 1 Parameter and Custom Scaling | [18 empty] | 0 | [15 empty] | -1 | -1 | -1 | -1 | -1 | 0 | bar: 5 to 12
| 6 | Parameter for Ch2 |  | Channel 2 No Output | [18 empty] | 0 | TRUE | [20 empty] | 0 | bar: 1 to 12
hardware | 7 | Additional Module |  | No Module |  |  | 7: 0 |  |  | 0 | TRUE | [21 empty] | 0
settings | 8 | Display Units |  | Metric Units | [18 empty] | 0 | [23 empty] | 0 | -1 | bar: 1 to 12
|  |  |  | Non Metric Units |  |  | 8: 2 |  |  | 0 | [23 empty] | -1 | 0
hardware | 9 | Sensor Protection |  | Plastic Grid for Steel Probe | DRW010522SP | [17 empty] | 0 | [25 empty] | 0 | -1 | -1 | -1 | bar: 1 to 12
|  |  |  | Plastic Grid with PTFE filter for Steel Probe | DRW010525SP |  | 9: 2 |  |  | 0 | [25 empty] | -1 | 0 | -1 | -1
|  |  | • | Stainless steel sintered filter | HM46670SP |  | 9: 3 | 91 | 91 | 0 | [25 empty] | -1 | -1 | 0 | -1
|  |  | • | Sintered Teflon Filter for Steel Probe | DRW244938SP | [15 empty] | 91 | 91 | 0 | [25 empty] | -1 | -1 | -1 | 0 | bar: 9 to 12
accessory | 10 | Transmitter Installation |  | No Accessories | [18 empty] | 0 | [29 empty] | 0 | -1 | bar: 1 to 12
|  |  | • | Rain Shield with Installation Kit | 215109 | [15 empty] | 200 | 200 | 0 | [29 empty] | -1 | 0 | bar: 10 to 12
| 11 | Installation Kit for Probe |  | No Accessories | [18 empty] | 0 |  |  | 1 | [28 empty] | 0 | -1 | -1 | -1 | -1 | bar: 1 to 12
|  |  | • | Duct Installation Kit | 215619 |  | 11: 2 | 24 | 24 | 0 |  |  | -1 | [28 empty] | -1 | 0 | -1 | -1 | -1
|  |  | • | Probe Mounting Flange |  |  | 11: 3 | 79 | 79 | 0 |  |  | -1 | [28 empty] | -1 | -1 | 0 | -1 | -1
|  |  | • | Solar Radiation Shield with Probe Installation Kit | DTR504A |  | 11: 5 | 516 | 516 | 0 |  |  | -1 | [28 empty] | -1 | -1 | -1 | 0 | -1
|  |  | • | Probe Mounting Clamp | 225501SP |  | 11: 6 | 59 | 59 | 0 |  |  | -1 | [28 empty] | -1 | -1 | -1 | -1 | 0
hardware | 12 | Cable Bushings |  | Cable Gland for 2...6 mm Diameter Cable | [18 empty] | 0 | [36 empty] | 0 | -1 | -1 | -1 | -1 | bar: 1 to 12
|  |  | • | Conduit Fitting PG9 | [16 empty] | 31 | 31 | 0 | [36 empty] | -1 | 0 | -1 | -1 | -1 | bar: 12
|  |  | • | Conduit Fitting NPT 1/2" | [16 empty] | 31 | 31 | 0 | [36 empty] | -1 | -1 | 0 | -1 | -1 | bar: 1 to 12
|  |  |  | No Bushing (with rubber plug) | [18 empty] | 0 | [36 empty] | -1 | -1 | -1 | 0 | -1 | bar: 12
|  |  | • | All Bushings (Includes Cable Gland, PG9 and NPT1/2" Conduit Fittings) | [16 empty] | 71 | 71 | 0 | [36 empty] | -1 | -1 | -1 | -1 | 0 | bar: 1 to 12
accessory | 13 | PC Accessories |  | No Accessories |  |  | 13: 0 |  |  | 0 | [41 empty] | 0 | -1
|  |  | • | USB Service Cable for PC | 219685 | [15 empty] | 118 | 118 | 0 | [41 empty] | -1 | 0 | bar: 13
| 14 | Operation Manual Language |  | No User's Guide | [18 empty] | 0 | [43 empty] | 0 | -1 | bar: 1 to 12; 14
|  |  | • | Multilingual Manual HMT130 | [16 empty] | 19 | 19 | 0 | [43 empty] | -1 | 0 | bar: 14
[6 empty] | TMT130 | 1: AA0 | 671 | 671 | 0
| Note: |  | Selections in bold are included in the prices of the basic versions.
|  | • | Selections in italic are available at an extra price.
| Links: |  | User guide
Datasheet
Technical drawing
Vaisala.com product page
Services (online store)
| accessory |  |  |  | item code
| MI70 Connection Cable for HMT/DMT/MMT/PTB330 and HMT120/130-series |  |  |  | 211339 | [15 empty] | 101 | 101
| Duct Installation Kit |  |  |  | 215619 | [15 empty] | 24 | 24
| USB Service Cable, RJ45 |  |  |  | 219685 | [15 empty] | 163 | 163
| Probe Mounting Clamps (10 pcs) Probe Ø12 |  |  |  | 226067 | [15 empty] | 194 | 194
| Cable Grommet HMT120 Spare Part |  |  |  | 227627SP | [15 empty] | 142 | 142
| Cover Model LCD HMT120 Spare Part |  |  |  | ASM210035SP | [15 empty] | 184 | 184
| Sensor Protection Grid DRW010522 |  |  |  | DRW010522SP | [15 empty] | 42 | 42
| Metal Coated PPS Grid Filter with PTFE membrane, Male Thread |  |  |  | DRW010525SP | [15 empty] | 42 | 42
| Spare Part Set 10pcs Bushing |  |  |  | DRW232413SP | [15 empty] | 111 | 111
| Cover Model No LCD HMT120 Spare Part |  |  |  | DRW233359SP | [15 empty] | 184 | 184
| Porous Sintered PTFE Filter Ø12, L25mm |  |  |  | DRW244938SP | [15 empty] | 91 | 91
| Radiation Shield For HMP60 +Acc. |  |  |  | DTR504A | [15 empty] | 511 | 511
| Sintered Stainless Steel Filter, Male Thread |  |  |  | HM46670SP | [15 empty] | 87 | 87
| Connection Cable, M8-4F - M8-4M, 10 m |  |  |  | HMT120Z1000 | [15 empty] | 172 | 172
| Connection Cable, M8-4F - M8-4M, 1,2 m |  |  |  | HMT120Z120 | [15 empty] | 42 | 42
| Connection Cable, M8-4F - M8-4M, 20 m |  |  |  | HMT120Z2000 | [15 empty] | 222 | 222
| Connection Cable, M8-4F - M8-4M, 3 m |  |  |  | HMT120Z300 | [15 empty] | 59 | 59
| Connection Cable, M8-4F - M8-4M, 5 m |  |  |  | HMT120Z500 | [15 empty] | 91 | 91
A
A
B
C
D
E
F
G
0
1
B
C
D
X
B
C
D
E
F
X
A
0
1
2
1
2
3
E
A
C
1
2
3
5
6
A
B
C
D
Z
0
1
A
Z

## TMT120
[22 empty] | Select grey column and press delete to clear selections => |  |  | TRUE
TRUE
|  |  |  | Price valid from: 2025-04-23 |  | Back to Index | [18 empty] | FALSE
TMT120
| Temperature Transmitter, ±0.1 °C (±0.18 °F), 4...20 mA | [19 empty] | 0%
[5 empty] | Sparepart | Not valid Configuration | 1 | 2 | 3 | 4 | 5 | 6 | 7 | 8 | 9 | 10 | 11 | 12 | 13 | List Price (CAD) | Discounted
|  | Temperature Transmitter, ±0.1 °C (±0.18 °F), 4...20 mA |  |  |  | TMT120 | [13 empty] | 0 | 0 | Status | Selected | 0 | 0 | 0 | 0 | 0 | 0 | 0 | 0 | 0 | 0 | 0 | 0 | 0 | 0 | TRUE | 0 | 0 | 0 | 0 | 0 | 0 | 0 | 0 | 0 | TRUE | 0 | 0 | 0 | 0 | 0 | 0 | 0 | 0 | 0 | 0 | 0 | 0 | 0 | 0 | 0 | 0 | 0 | 0 | 0 | 0 | 0 | 0 | 0 | 0 | bar: 1 to 10
hardware | 1 | Measurement Type | • | Temperature, HMP110T Stainless Steel Probe | [15 empty] | 671 | 671 | 0 |  | 0 | -1 | -1 | bar: 1 to 10
|  |  | • | TMP115 3m, with 5-point calibration -90, -45, 0, +45, +90 °C | [15 empty] | 941 | 941 | 0 |  | -1 | 0 | -1 | bar: 1 to 10
|  |  | • | TMP115 3m, with 6-point calibration -196,-90,-45, 0,+45,+90 °C | [15 empty] | 1008 | 1008 | 0 |  | -1 | -1 | 0 | bar: 1 to 10
| 2 | Probe Details |  | Probe Mounted on Transmitter (Stainless Steel Probe) | [17 empty] | 0 |  |  |  |  | 0 | -1 | -1 | -1 | -1 | -1 | -1 | -1 | bar: 1 to 10
|  |  | • | 3 m Cable for Remote Probe | HMT120Z300 | [14 empty] | 59 | 59 | 0 |  |  |  |  | -1 | 0 | -1 | -1 | -1 | -1 | -1 | -1 | bar: 2 to 10
|  |  | • | 5 m Cable for Remote Probe | HMT120Z500 | [14 empty] | 91 | 91 | 0 |  |  |  |  | -1 | -1 | 0 | -1 | -1 | -1 | -1 | -1 | bar: 1 to 10
|  |  | • | 10 m Cable for Remote Probe | HMT120Z1000 | [14 empty] | 172 | 172 | 0 |  |  |  |  | -1 | -1 | -1 | 0 | -1 | -1 | -1 | -1 | bar: 2 to 10
|  |  | • | 10 m with Cable for Remote Probe with 10m Extension Cable | [15 empty] | 333 | 333 | 0 |  |  |  |  | -1 | -1 | -1 | -1 | 0 | -1 | -1 | -1 | bar: 1 to 10
|  |  | • | 20 m Cable for Remote Probe | HMT120Z2000 | [14 empty] | 222 | 222 | 0 |  |  |  |  | -1 | -1 | -1 | -1 | -1 | 0 | -1 | -1 | bar: 2 to 10
|  |  | • | 1,2 m Remote Probe Cable | HMT120Z120 | [14 empty] | 31 | 31 | 0 |  |  |  |  | -1 | -1 | -1 | -1 | -1 | -1 | 0 | -1 | bar: 1 to 10
|  |  |  | TMP115 Mounted on Transmitter | [17 empty] | 0 |  |  | 1 | 1 | -1 | -1 | -1 | -1 | -1 | -1 | -1 | 0 | bar: 2 to 10
| 3 | Display |  | No Display |  |  | 3: 0 |  |  | 0 | [12 empty] | 0 | -1 | -1
|  |  | • | With Display | [15 empty] | 138 | 138 | 0 | [12 empty] | -1 | 0 | -1 | bar: 3 to 10
|  |  | • | No Display, No Logo (HMT120) | [15 empty] | 19 | 19 | 0 | [12 empty] | -1 | -1 | 0 | bar: 1 to 10
| 4 | Output Signal |  | Output 4...20mA, 2-wire loop-powered | [17 empty] | 0 | TRUE | [14 empty] | 0 | bar: 1 to 10
settings | 5 | Parameter for Output 1 |  | T -40...+60 °C (-40...+140 °F) | [17 empty] | 0 | [16 empty] | 0 | -1 | -1 | -1 | -1 | -1 | -1 | -1 | -1 | bar: 1 to 10
|  |  |  | T -20...+80 °C (-4...+176 °F) | [17 empty] | 0 | [16 empty] | -1 | 0 | -1 | -1 | -1 | -1 | -1 | -1 | -1 | bar: 5 to 10
|  |  |  | T 0...+60 °C (+32...+140 °F) | [17 empty] | 0 | [16 empty] | -1 | -1 | 0 | -1 | -1 | -1 | -1 | -1 | -1 | bar: 1 to 10
|  |  |  | Temperature Range T -40...+80 °C (-40...+176°F) | [17 empty] | 0 | [16 empty] | -1 | -1 | -1 | 0 | -1 | -1 | -1 | -1 | -1 | bar: 5 to 10
|  |  |  | Temperature Range T 0...+50 °C (+32...+122°F) | [17 empty] | 0 | [16 empty] | -1 | -1 | -1 | -1 | 0 | -1 | -1 | -1 | -1 | bar: 1 to 10
|  |  |  | Temperature Range T -90 … 0 C (-130...+ 32°F) | [17 empty] | 0 |  | -1 | [14 empty] | -1 | -1 | -1 | -1 | -1 | 0 | -1 | -1 | -1 | bar: 5 to 10
|  |  |  | Temperature Range T -90 … +30 C (-130...+ 86°F) | [17 empty] | 0 |  | -1 | [14 empty] | -1 | -1 | -1 | -1 | -1 | -1 | 0 | -1 | -1 | bar: 1 to 10
|  |  |  | Temperature Range T -200 … +0 C (-328...+ 32°F) | [17 empty] | 0 |  | -1 | [14 empty] | -1 | -1 | -1 | -1 | -1 | -1 | -1 | 0 | -1 | bar: 5 to 10
|  |  |  | Channel 1 Parameter and Custom Scaling | [17 empty] | 0 | [16 empty] | -1 | -1 | -1 | -1 | -1 | -1 | -1 | -1 | 0 | bar: 1 to 10
| 6 | Parameter for Output 2 |  | Channel 2 No Output | [17 empty] | 0 | TRUE | [24 empty] | 0 | bar: 1 to 10
| 7 | Display Units |  | Metric Units | [17 empty] | 0 | [26 empty] | 0 | -1 | bar: 1 to 10
|  |  |  | Non Metric Units |  |  | 7: 2 |  |  | 0 | [26 empty] | -1 | 0
hardware | 8 | Sensor Protection |  | Plastic Grid for Steel Probe | DRW010522SP | [16 empty] | 0 | [28 empty] | 0 | -1 | -1 | -1 | -1 | bar: 1 to 10
|  |  |  | Plastic Grid with PTFE filter for Steel Probe | DRW010525SP |  | 8: 2 |  |  | 0 | [28 empty] | -1 | 0 | -1 | -1 | -1
|  |  | • | Stainless steel sintered filter | HM46670SP |  | 8: 3 | 91 | 91 | 0 | [28 empty] | -1 | -1 | 0 | -1 | -1
|  |  | • | Sintered Teflon Filter for Steel Probe | DRW244938SP | [14 empty] | 91 | 91 | 0 | [28 empty] | -1 | -1 | -1 | 0 | -1 | bar: 8 to 10
|  |  |  | TMP115 sensor | [17 empty] | 0 |  |  | 1 | 1 | [24 empty] | -1 | -1 | -1 | -1 | 0 | bar: 1 to 10
accessory | 9 | Transmitter Installation |  | No Accessories | [17 empty] | 0 | [33 empty] | 0 | -1 | bar: 1 to 10
|  |  | • | Rain Shield with Installation Kit | 215109 | [14 empty] | 200 | 200 | 0 | [33 empty] | -1 | 0 | bar: 9 to 10
| 10 | Installation Kit for Probe |  | No Accessories | [17 empty] | 0 |  |  |  |  | 1 | [6 empty] | 1 | [23 empty] | 0 | -1 | -1 | -1 | -1 | -1 | bar: 1 to 10
|  |  | • | Duct Installation Kit | 215619 |  | 10: 2 | 24 | 24 | 0 |  |  |  |  | -1 | [6 empty] | -1 | [23 empty] | -1 | 0 | -1 | -1 | -1 | -1
|  |  | • | Probe Mounting Flange |  |  | 10: 3 | 79 | 79 | 0 |  |  |  |  | -1 | [6 empty] | -1 | [23 empty] | -1 | -1 | 0 | -1 | -1 | -1
|  |  | • | Solar Radiation Shield with Probe Installation Kit | DTR504A |  | 10: 5 | 516 | 516 | 0 |  |  |  |  | -1 | [6 empty] | -1 | [23 empty] | -1 | -1 | -1 | 0 | -1 | -1
|  |  | • | Probe Mounting Clamp | 225501SP |  | 10: 6 | 59 | 59 | 0 |  |  |  |  | -1 | [6 empty] | -1 | [23 empty] | -1 | -1 | -1 | -1 | 0 | -1
|  |  | • | Magnetic probe holder | ASM213382SP |  | 10: 7 | 100 | 100 | 0 |  |  |  |  | -1 | [6 empty] | -1 | [23 empty] | -1 | -1 | -1 | -1 | -1 | 0
hardware | 11 | Cable Bushings |  | Cable Gland for 2...6 mm Diameter Cable | [17 empty] | 0 | [41 empty] | 0 | -1 | -1 | -1 | -1 | bar: 1 to 11
|  |  | • | Conduit Fitting PG9 | [15 empty] | 31 | 31 | 0 | [41 empty] | -1 | 0 | -1 | -1 | -1 | bar: 11
|  |  | • | Conduit Fitting NPT 1/2" | [15 empty] | 31 | 31 | 0 | [41 empty] | -1 | -1 | 0 | -1 | -1 | bar: 1 to 11
|  |  |  | No Bushing (with rubber plug) | [17 empty] | 0 | [41 empty] | -1 | -1 | -1 | 0 | -1 | bar: 11
|  |  | • | All Bushings (Includes Cable Gland, PG9 and NPT1/2" Conduit Fittings) | [15 empty] | 71 | 71 | 0 | [41 empty] | -1 | -1 | -1 | -1 | 0 | bar: 1 to 11
accessory | 12 | PC Accessories |  | No Accessories |  |  | 12: 0 |  |  | 0 | [46 empty] | 0 | -1
|  |  | • | USB Service Cable for PC | 219685 | [14 empty] | 118 | 118 | 0 | [46 empty] | -1 | 0 | bar: 12
| 13 | Operation Manual Language |  | No User's Guide | [17 empty] | 0 | [48 empty] | 0 | -1 | bar: 1 to 11; 13
|  |  | • | Multilingual Manual | [15 empty] | 19 | 19 | 0 | [48 empty] | -1 | 0 | bar: 13
[6 empty] | TMT120 | [13 empty] | 0 | 0 | 0 | bar: 1
| Note: |  | Selections in bold are included in the prices of the basic versions.
|  | • | Selections in italic are available at an extra price.
| Links: |  | User guide
Datasheet
Technical drawing
Vaisala.com product page
Services (online store)
| accessory |  |  |  | item code
| MI70 Connection Cable for HMT/DMT/MMT/PTB330 and HMT120/130-series |  |  |  | 211339 | [14 empty] | 101 | 101
| Outdoor Installation kit (Weather shield) |  |  |  | 215109 | [14 empty] | 236 | 236
| Duct Installation Kit |  |  |  | 215619 | [14 empty] | 24 | 24
| USB Service Cable, RJ45 |  |  |  | 219685 | [14 empty] | 163 | 163
| Probe Mounting Clamps (10 pcs) Probe Ø12 |  |  |  | 226067 | [14 empty] | 194 | 194
| Cable Grommet HMT120 Spare Part |  |  |  | 227627SP | [14 empty] | 142 | 142
| Cover Model LCD HMT120 Spare Part |  |  |  | ASM210035SP | [14 empty] | 184 | 184
| Magnetic Probe Holder, 5pcs |  |  |  | ASM213382SP | [14 empty] | 106 | 106
| Sensor Protection Grid DRW010522 |  |  |  | DRW010522SP | [14 empty] | 42 | 42
| Metal Coated PPS Grid Filter with PTFE membrane, Male Thread |  |  |  | DRW010525SP | [14 empty] | 42 | 42
| Spare Part Set 10pcs Bushing |  |  |  | DRW232413SP | [14 empty] | 111 | 111
| Cover Model No LCD HMT120 Spare Part |  |  |  | DRW233359SP | [14 empty] | 184 | 184
| Porous Sintered PTFE Filter Ø12, L25mm |  |  |  | DRW244938SP | [14 empty] | 91 | 91
| Radiation Shield For HMP60 +Acc. |  |  |  | DTR504A | [14 empty] | 511 | 511
| Sintered Stainless Steel Filter, Male Thread |  |  |  | HM46670SP | [14 empty] | 87 | 87
| Connection Cable, M8-4F - M8-4M, 10 m |  |  |  | HMT120Z1000 | [14 empty] | 172 | 172
| Connection Cable, M8-4F - M8-4M, 1,2 m |  |  |  | HMT120Z120 | [14 empty] | 42 | 42
| Connection Cable, M8-4F - M8-4M, 20 m |  |  |  | HMT120Z2000 | [14 empty] | 222 | 222
| Connection Cable, M8-4F - M8-4M, 3 m |  |  |  | HMT120Z300 | [14 empty] | 59 | 59
| Connection Cable, M8-4F - M8-4M, 5 m |  |  |  | HMT120Z500 | [14 empty] | 91 | 91
A
B
C
A
B
C
D
E
F
G
M
0
1
N
A
B
C
D
E
F
G
H
J
X
A
1
2
1
2
3
E
N
A
C
1
2
3
5
6
7
A
B
C
D
Z
0
1
A
Z

## TMPX
[20 empty] | Select grey column and press delete to clear selections => |  |  | TRUE
TRUE
|  |  |  | Price valid from: 2025-04-23 |  | Back to Index | [16 empty] | FALSE
1 AND 2 AND 3
TMPX
| Temperature Probe | [17 empty] | 0%
[5 empty] | Sparepart | Not valid Configuration | 1 | 2 | 3 | 4 | 5 | 6 | 7 | 8 | 9 | 10 | 11 | List Price (CAD) | Discounted
|  | Temperature Probe |  |  |  | TMPX | 1: 1; 3: 1; 4: A; 5: 0 | 0 | 0 | Status | Selected | TRUE | 0 | 0 | TRUE | TRUE | TRUE | 0 | 0 | 0 | 0 | 0 | 0 | 0 | 0 | 0 | 0 | 0 | 0 | 0 | 0 | 0 | 0 | 0 | 0 | 0 | 0 | 0 | 0 | 0 | 0 | 0 | 0 | 0 | 0 | 0 | 0 | 0 | 0
hardware | 1 | Probe Head and Cable | • | Temperature Probe TMP1 | [13 empty] | 902 | 902 | 0 | TRUE | 0 | bar: 1 to 11
| 2 | Cable Length |  | Temperature Probe TMP1 with 2m cable | [15 empty] | 0 |  |  | 0 | -1 | bar: 1 to 11
|  |  | • | Temperature Probe TMP1 with 10m cable | [13 empty] | 262 | 262 | 0 |  |  | -1 | 0 | [34 empty] | -1 | bar: 2 to 11
| 3 | Sensor Type |  | Temperature Sensor PT100 | [15 empty] | 0 | TRUE |  |  |  | 0 | bar: 1 to 11
| 4 | Filter Type |  | No Filter | [15 empty] | 0 | TRUE |  |  |  |  | 0 | bar: 1 to 11
| 5 | Reserved |  | Reserved character |  |  | 5: 0 |  |  | 0 | TRUE | [5 empty] | 0
settings | 6 | Baud Rate |  | 19200 - Use with Indigo transmitters | [15 empty] | 0 | [7 empty] | 0 | -1 | bar: 1 to 11
|  |  |  | 9600 | [15 empty] | 0 | [7 empty] | -1 | 0 | [29 empty] | -1 | bar: 6 to 11
| 7 | Parity, Data Bit, Stop Bit |  | 8, N, 2 - Use with Indigo transmitters |  |  | 7: 0 |  |  | 0 | [9 empty] | 0 | -1 | -1 | -1 | -1 | -1
|  |  |  | 8, N, 1 | [15 empty] | 0 | [9 empty] | -1 | 0 | -1 | -1 | -1 | -1 | [23 empty] | -1 | bar: 7 to 11
|  |  |  | 8, E, 1 |  |  | 7: 2 |  |  | 0 | [9 empty] | -1 | -1 | 0 | -1 | -1 | -1 | [23 empty] | -1
|  |  |  | 8, E, 2 |  |  | 7: 3 |  |  | 0 | [9 empty] | -1 | -1 | -1 | 0 | -1 | -1 | [23 empty] | -1
|  |  |  | 8, O, 1 |  |  | 7: 4 |  |  | 0 | [9 empty] | -1 | -1 | -1 | -1 | 0 | -1 | [23 empty] | -1
|  |  |  | 8, O, 2 |  |  | 7: 5 |  |  | 0 | [9 empty] | -1 | -1 | -1 | -1 | -1 | 0 | [23 empty] | -1
| 8 | Probe Modbus Address |  | 240 - Use with Indigo transmitters | [15 empty] | 0 | [15 empty] | 0 | -1 | -1 | -1 | -1 | -1 | -1 | -1 | -1 | -1 | bar: 1 to 11
|  |  |  | 110 | [15 empty] | 0 | [15 empty] | -1 | 0 | -1 | -1 | -1 | -1 | -1 | -1 | -1 | -1 | [13 empty] | -1 | bar: 8 to 11
|  |  |  | 120 | [15 empty] | 0 | [15 empty] | -1 | -1 | 0 | -1 | -1 | -1 | -1 | -1 | -1 | -1 | [13 empty] | -1 | bar: 1 to 11
|  |  |  | 130 | [15 empty] | 0 | [15 empty] | -1 | -1 | -1 | 0 | -1 | -1 | -1 | -1 | -1 | -1 | [13 empty] | -1 | bar: 8 to 11
|  |  |  | 140 | [15 empty] | 0 | [15 empty] | -1 | -1 | -1 | -1 | 0 | -1 | -1 | -1 | -1 | -1 | [13 empty] | -1 | bar: 1 to 11
|  |  |  | 150 | [15 empty] | 0 | [15 empty] | -1 | -1 | -1 | -1 | -1 | 0 | -1 | -1 | -1 | -1 | [13 empty] | -1 | bar: 8 to 11
|  |  |  | 160 | [15 empty] | 0 | [15 empty] | -1 | -1 | -1 | -1 | -1 | -1 | 0 | -1 | -1 | -1 | [13 empty] | -1 | bar: 1 to 11
|  |  |  | 170 | [15 empty] | 0 | [15 empty] | -1 | -1 | -1 | -1 | -1 | -1 | -1 | 0 | -1 | -1 | [13 empty] | -1 | bar: 8 to 11
|  |  |  | 180 | [15 empty] | 0 | [15 empty] | -1 | -1 | -1 | -1 | -1 | -1 | -1 | -1 | 0 | -1 | [13 empty] | -1 | bar: 1 to 11
|  |  |  | 190 | [15 empty] | 0 | [15 empty] | -1 | -1 | -1 | -1 | -1 | -1 | -1 | -1 | -1 | 0 | [13 empty] | -1 | bar: 8 to 11
| 9 | Custom |  | English calibration certificate |  |  | 9: 0 |  |  | 0 | [25 empty] | 0 | -1 | -1 | -1
|  |  | • | English calibration certificate, custom text to probe body | [13 empty] | 53 | 53 | 0 | [25 empty] | -1 | 0 | -1 | -1 | bar: 9 to 11
|  |  | • | Japanese calibration certificate Japanese calibration certificate and Traceability chart |  |  | 9: 2 | 368 | 368 | 0 | [25 empty] | -1 | -1 | 0 | -1
|  |  | • | Japanese calibration certificate, custom text to probe body |  |  | 9: 3 | 420 | 420 | 0 | [25 empty] | -1 | -1 | -1 | 0
accessory | 10 | Probe Mounting Accessory |  | No accessories |  |  | 10: 0 |  |  | 0 | [29 empty] | 0 | -1 | -1 | -1 | -1
|  |  |  | Installed into INDIGO500MIK INDIGO500MIK must be ordered separately | [15 empty] | 0 | [29 empty] | -1 | 0 | -1 | -1 | -1 | bar: 10 to 11
|  |  | • | Duct installation kit | 215003 | [12 empty] | 121 | 121 | 0 | [29 empty] | -1 | -1 | 0 | -1 | -1 | bar: 1 to 11
|  |  | • | Swagelock 1/8" ISO | SWG6ISO18 | [12 empty] | 93 | 93 | 0 | [29 empty] | -1 | -1 | -1 | 0 | -1 | bar: 10 to 11
|  |  | • | Swagelock 1/8" NPT | SWG6NPT18 | [12 empty] | 93 | 93 | 0 | [29 empty] | -1 | -1 | -1 | -1 | 0 | bar: 1 to 11
| 11 | Connection Cable |  | No Connection Cable |  |  | 11: 0 |  |  | 0 | [34 empty] | 0 | -1 | -1 | -1
|  |  | • | 1,5m connection cable with open wires | 223263SP | [12 empty] | 59 | 59 | 0 | [34 empty] | -1 | 0 | -1 | -1 | -1 | bar: 11
|  |  | • | 10m connection cable with open wires |  |  | 11: 2 | 140 | 140 | 0 | [34 empty] | -1 | -1 | 0 | -1 | -1
|  |  | • | 0.3m connection cable with open wires | CBL210896-03MSP |  | 11: 3 | 59 | 59 | 0 | [34 empty] | -1 | -1 | -1 | 0 | -1
[6 empty] | TMPX | 1: 11A0 | 902 | 902 | 0
| Note: |  | Selections in bold are included in the prices of the basic versions.
|  | • | Selections in italic are available at an extra price.
| Links: |  | User guide
Datasheet
Technical drawing
Services (online store)
| accessory |  |  |  | item code
| Duct Installation Kit for Temperature Probe |  |  |  | 215003 | [12 empty] | 195 | 195
| Connection Cable, M12-5F - Open Wires, 1.5 m |  |  |  | 223263SP | [12 empty] | 71 | 71
| Connection Cable, M12-5F 90° - Open Wires, 0.6 m |  |  |  | 244669SP | [12 empty] | 71 | 71
| Probe Connection Cable (M12-M12), 1.5 m |  |  |  | 272075SP | [12 empty] | 133 | 133
| Flat Cable, M12-5(M) - M12-5(F), 1m |  |  |  | CBL210493SP | [12 empty] | 143 | 143
| Connection cable, M12-5F - open wires, 0.3 m |  |  |  | CBL210896-03MSP | [12 empty] | 76 | 76
| Connection cable, M12-5F - open wires, 10 m |  |  |  | CBL210896-10MSP | [12 empty] | 144 | 144
| Connection cable, M12-5F - open wires, 1 m |  |  |  | CBL210896-1MSP | [12 empty] | 81 | 81
| Connection cable, M12-5F - open wires, 3 m |  |  |  | CBL210896-3MSP | [12 empty] | 103 | 103
| Connection cable, M12-5F - open wires, 5 m |  |  |  | CBL210896-5MSP | [12 empty] | 123 | 123
| Probe Connection Cable (M12-M12), 10 m |  |  |  | INDIGOCABLE10M | [12 empty] | 197 | 197
| Probe Connection Cable, M12-5F - M12-5M, 1 m |  |  |  | INDIGOCABLE1M | [12 empty] | 105 | 105
| Probe Connection Cable, M12-5F - M12-5M, 3 m |  |  |  | INDIGOCABLE3M | [12 empty] | 125 | 125
| Probe Connection Cable, M12-5F - M12-5M, 5 m |  |  |  | INDIGOCABLE5M | [12 empty] | 157 | 157
| Swagelok for 6mm probe 1/8" ISO Thread |  |  |  | SWG6ISO18 | [12 empty] | 113 | 113
| Swagelok for 6mm probe 1/8" NPT Thread |  |  |  | SWG6NPT18 | [12 empty] | 113 | 113
| Indigo-compatible USB Adapter |  |  |  | USB2 | [12 empty] | 157 | 157
1
A
B
1
A
0
A
B
0
1
2
3
4
5
A
B
C
D
E
F
G
H
J
K
0
1
2
3
0
1
A
B
C
0
1
2
3

## TMI110
[17 empty] | Select grey column and press delete to clear selections => |  |  | TRUE
TRUE
|  |  |  | Price valid from: 2025-04-23 |  | Back to Index | [13 empty] | FALSE
TMI110
| Immersion Temperature Transmitter | [14 empty] | 0%
[5 empty] | Sparepart | Not valid Configuration | 1 | 2 | 3 | 4 | 5 | 6 | 7 | 8 | List Price (CAD) | Discounted
|  | Immersion Temperature Transmitter |  |  |  | TMI110 | 3: N; 4: V; 6: 0; 8: N | 467 | 467 | Status | Selected | 0 | 0 | 0 | 0 | 0 | 0 | 0 | 0 | 0 | 0 | 0 | TRUE | TRUE | 0 | 0 | 0 | TRUE | 0 | 0 | 0 | 0 | TRUE
hardware | 1 | Output signals |  | 4...20 mA 2-wire |  |  | 1: 2 |  |  | 0 |  | 0 | -1 | -1 | -1
|  |  | • | 4 ...20 mA 2-wire with display |  |  | 1: 4 | 54 | 54 | 0 |  | -1 | 0 | -1 | -1
|  |  |  | Modbus | [12 empty] | 0 |  | -1 | -1 | 0 | -1 | bar: 1 to 8
|  |  | • | Modbus with display | [10 empty] | 54 | 54 | 0 |  | -1 | -1 | -1 | 0 | bar: 1 to 8
settings | 2 | Measured parameter for channel 1 |  | Temperature 0 ... +50°C (32 … 122 °F) | [12 empty] | 0 |  |  |  | -1 | -1 | 0 | -1 | -1 | -1 | -1 | -1 | -1 | bar: 1 to 8
|  |  |  | Temperature -10 ... +40°C (14 … 104 °F) | [12 empty] | 0 |  |  |  | -1 | -1 | -1 | 0 | -1 | -1 | -1 | -1 | -1 | bar: 2 to 8
|  |  |  | Temperature -40 ... +60°C (-40 … 140 °F) | [12 empty] | 0 |  |  |  | -1 | -1 | -1 | -1 | 0 | -1 | -1 | -1 | -1 | bar: 1 to 8
|  |  |  | Temperature 0 ... +100°C (32 … 212 °F) | [12 empty] | 0 |  |  |  | -1 | -1 | -1 | -1 | -1 | 0 | -1 | -1 | -1 | bar: 2 to 8
|  |  |  | No Scaling, Option For Modbus | [12 empty] | 0 |  | -1 | -1 | 1 | 1 | -1 | -1 | -1 | -1 | 0 | -1 | -1 | bar: 1 to 8
|  |  |  | T special scale °C, please specify: | [12 empty] | 0 |  |  |  | -1 | -1 | -1 | -1 | -1 | -1 | -1 | 0 | -1 | bar: 2 to 8
|  |  |  | T special scale °C, please specify: | [12 empty] | 0 |  |  |  | -1 | -1 | -1 | -1 | -1 | -1 | -1 | -1 | 0 | bar: 1 to 8
| 3 | Measured parameter for channel 2 |  | No Option | [12 empty] | 0 | TRUE | [11 empty] | 0 | bar: 1 to 8
hardware | 4 | Identity |  | Vaisala | [12 empty] | 0 | TRUE | [12 empty] | 0 | bar: 1 to 8
| 5 | Probe length |  | Probe Length 100mm | [12 empty] | 0 | [14 empty] | 0 | -1 | -1 | bar: 1 to 8
|  |  | • | Probe Length 150mm |  |  | 5: 2 | 9 | 9 | 0 | [14 empty] | -1 | 0 | -1
|  |  | • | Probe Length 200mm |  |  | 5: 3 | 17 | 17 | 0 | [14 empty] | -1 | -1 | 0
| 6 | Reserved2 |  | No Option2 |  |  | 6: 0 |  |  | 0 | TRUE | [16 empty] | 0
| 7 | Reserved3 |  | Metric Units | [12 empty] | 0 |  | -1 |  | -1 | [14 empty] | 0 | -1 | -1 | -1 | bar: 1 to 8
|  |  |  | Metric units only (cannot be changed after delivery) |  |  | 7: 2 |  |  | 0 |  | -1 |  | -1 | [14 empty] | -1 | 0 | -1 | -1
|  |  |  | Non-Metric Units |  |  | 7: 3 |  |  | 0 |  | -1 |  | -1 | [14 empty] | -1 | -1 | 0 | -1
|  |  |  | No Option3 | [12 empty] | 0 |  | 1 | -1 | 1 | -1 | [13 empty] | -1 | -1 | -1 | 0 | bar: 7 to 8
| 8 | Reserved4 |  | No Option4 | [12 empty] | 0 | TRUE | [21 empty] | 0 | bar: 1 to 8
[6 empty] | TMI110 | 1: NV0N | 467 | 467 | 0
| Note: |  | Selections in bold are included in the prices of the basic versions.
|  | • | Selections in italic are available at an extra price.
| Links: |  | User guide
Datasheet
Technical drawing
Vaisala.com product page
Services (online store)
| accessory |  |  |  | item code
| Conduit fitting + O‑ring (M16×1.5 / NPT1/2") |  |  |  | 210675SP | [9 empty] | 42 | 42
| Thermowell 100 mm, ISO 7 - R 1/2 |  |  |  | ASM214691 | [9 empty] | 88 | 88
| Thermowell 100 mm, 1/2 - 14 NPT |  |  |  | ASM214707 | [9 empty] | 88 | 88
2
4
M
N
A
B
C
D
N
X
Y
N
V
1
2
3
0
1
2
3
N
N

## TMD60
[17 empty] | Select grey column and press delete to clear selections => |  |  | TRUE
TRUE
|  |  |  | Price valid from: 2025-04-23 |  | Back to Index | [13 empty] | FALSE
TMD60
| Duct Temperature Transmitter | [14 empty] | 0%
[5 empty] | Sparepart | Not valid Configuration | 1 | 2 | 3 | 4 | 5 | 6 | 7 | 8 | List Price (CAD) | Discounted
|  | Duct Temperature Transmitter |  |  |  | TMD60 | [8 empty] | 588 | 588 | Status | Selected | 0 | 0 | TRUE | 0 | 0 | 0 | TRUE | 0 | 0 | 0 | 0 | 0 | 0 | 0 | 0 | 0 | 0 | bar: 1 to 8
hardware | 1 | Probe Length |  | Standard (25 cm) | [12 empty] | 0 |  | 0 | -1 | bar: 1 to 8
|  |  | • | Short (10 cm) |  |  | 1: 2 | 19 | 19 | 0 |  | -1 | 0
settings | 2 | Output Signal |  | 4...20 mA (Loop powered) | [12 empty] | 0 | TRUE |  |  | 0 | bar: 1 to 8
| 3 | Channel 1 |  | T (-20...+80°C) | [12 empty] | 0 |  |  |  |  | 0 | -1 | -1 | bar: 1 to 8
|  |  |  | T (-40...+80°C) |  |  | 3: 2 |  |  | 0 |  |  |  |  | -1 | 0 | -1
|  |  | • | Special scale, please specify: | [10 empty] | 9 | 9 | 0 |  |  |  |  | -1 | -1 | 0 | bar: 1 to 8
hardware | 4 | Identity |  | Vaisala | [12 empty] | 0 | TRUE | [6 empty] | 0 | bar: 1 to 8
| 5 | Filter |  | Stainless Steel Grid | ASM212652SP | [11 empty] | 0 | [8 empty] | 0 | -1 | -1 | bar: 1 to 8
|  |  | • | Sintered Stainless Steel Filter | HM46670SP |  | 5: 2 | 88 | 88 | 0 | [8 empty] | -1 | 0 | -1
|  |  | • | Sintered Teflon Filter | DRW244938SP |  | 5: 3 | 88 | 88 | 0 | [8 empty] | -1 | -1 | 0
| 6 | Bushing 1 (Small) |  | Cable Gland (4...8mm) | 254280SP | [11 empty] | 0 | [11 empty] | 0 | -1 | -1 | bar: 1 to 8
|  |  | • | Conduit Fitting NPT1/2" | 210675SP | [9 empty] | 42 | 42 | 0 | [11 empty] | -1 | 0 | -1 | bar: 6 to 8
|  |  |  | Plugged, M16x1.5 | [12 empty] | 0 | [11 empty] | -1 | -1 | 0 | bar: 1 to 8
| 7 | Bushing 2 (Large) |  | Plugged, M20x1.5 |  |  | 7: 0 |  |  | 0 | [14 empty] | 0 | -1
|  |  |  | Cable Gland (6...12mm) | [12 empty] | 0 | [14 empty] | -1 | 0 | bar: 7 to 8
accessory | 8 | User Guide | • | Quick Guide, Multilingual, Loop Powered Output | [10 empty] | 19 | 19 | 0 | [16 empty] | 0 | -1 | bar: 1 to 8
|  |  |  | None | [12 empty] | 0 | [16 empty] | -1 | 0 | bar: 8
[6 empty] | TMD60 | [8 empty] | 588 | 588 | 0 | bar: 1
| Note: |  | Selections in bold are included in the prices of the basic versions.
|  | • | Selections in italic are available at an extra price.
| Links: |  | User guide
Datasheet
Technical drawing
Vaisala.com product page
Services (online store)
| accessory |  |  |  | item code
| Conduit fitting + O‑ring (M16×1.5 / NPT1/2") |  |  |  | 210675SP | [9 empty] | 42 | 42
| USB Service Cable M8-4F, RS485 |  |  |  | 219690 | [9 empty] | 162 | 162
| MI70 Connection Cable with M8-4F Connector |  |  |  | 219980SP | [9 empty] | 232 | 232
| Cable Gland, M16/x1.5 Spare Part |  |  |  | 254280SP | [9 empty] | 42 | 42
| M12 - M8 service cable 1.5 m (4.9 ft) |  |  |  | 262195SP | [9 empty] | 133 | 133
| PTFE Membrane Filter with Stainless Steel Grid |  |  |  | ASM212652SP | [9 empty] | 42 | 42
| Sintered Stainless Steel Filter, Male Thread |  |  |  | HM46670SP | [9 empty] | 87 | 87
| Service |  |  |  | item code
| Services for TMD60 |  |  |  | TMD60SERVICES
1
2
A
1
2
X
A
1
2
3
A
B
N
0
1
A
N

## TMD110
[17 empty] | Select grey column and press delete to clear selections => |  |  | TRUE
TRUE
|  |  |  | Price valid from: 2025-04-23 |  | Back to Index | [13 empty] | FALSE
TMD110
| Duct Temperature Transmitter | [14 empty] | 0%
[5 empty] | Sparepart | Not valid Configuration | 1 | 2 | 3 | 4 | 5 | 6 | 7 | 8 | List Price (CAD) | Discounted
|  | Duct Temperature Transmitter |  |  |  | TMD110 | 3: N; 4: V; 5: 0; 8: N | 360 | 360 | Status | Selected | 0 | 0 | 0 | 0 | 0 | 0 | 0 | 0 | 0 | 0 | TRUE | TRUE | TRUE | 0 | 0 | 0 | 0 | 0 | 0 | TRUE
hardware | 1 | Output Signals |  | 4...20 mA 2-wire loop-powered |  |  | 1: 2 |  |  | 0 |  | 0 | -1 | -1 | -1
|  |  | • | 4...20 mA 2-wire loop-powered, with display |  |  | 1: 4 | 54 | 54 | 0 |  | -1 | 0 | -1 | -1
|  |  |  | Modbus RTU | [12 empty] | 0 |  | -1 | -1 | 0 | -1 | bar: 1 to 8
|  |  | • | Modbus RTU, with display | [10 empty] | 54 | 54 | 0 |  | -1 | -1 | -1 | 0 | bar: 1 to 8
settings | 2 | Measured Parameter for Channel 1 |  | T 0 ... +50°C (32 … 122 °F) | [12 empty] | 0 | [5 empty] | 0 | -1 | -1 | -1 | -1 | -1 | bar: 1 to 8
|  |  |  | T -5 ... +55°C (23 … 131 °F) |  |  | 2: 2 |  |  | 0 | [5 empty] | -1 | 0 | -1 | -1 | -1 | -1
|  |  |  | T -40 ... +60°C (-40 … 140 °F) |  |  | 2: 3 |  |  | 0 | [5 empty] | -1 | -1 | 0 | -1 | -1 | -1
|  |  |  | No selection (Modbus model) | [12 empty] | 0 | [5 empty] | -1 | -1 | -1 | 0 | -1 | -1 | bar: 2 to 8
|  |  |  | T special scale °C, please specify: | [12 empty] | 0 | [5 empty] | -1 | -1 | -1 | -1 | 0 | -1 | bar: 1 to 8
|  |  |  | T special scale °C, please specify: | [12 empty] | 0 | [5 empty] | -1 | -1 | -1 | -1 | -1 | 0 | bar: 2 to 8
| 3 | Measured Parameter for Channel 2 |  | No selection (Modbus model) | [12 empty] | 0 | TRUE | [10 empty] | 0 | bar: 1 to 8
hardware | 4 | Identity |  | Vaisala | [12 empty] | 0 | TRUE | [11 empty] | 0 | bar: 1 to 8
| 5 | Reserved 1 |  | No display |  |  | 5: 0 |  |  | 0 | TRUE | [12 empty] | 0
accessory | 6 | User guide |  | No User's Guide |  |  | 6: 0 |  |  | 0 | [14 empty] | 0 | -1
|  |  | • | Multilingual Quick Guide for HMDW110 Series | [10 empty] | 19 | 19 | 0 | [14 empty] | -1 | 0 | bar: 6 to 8
hardware | 7 | Display options |  | Metric Units | [12 empty] | 0 |  | -1 |  | -1 | [12 empty] | 0 | -1 | -1 | -1 | bar: 1 to 8
|  |  |  | Non-Metric Units |  |  | 7: 2 |  |  | 0 |  | -1 |  | -1 | [12 empty] | -1 | 0 | -1 | -1
|  |  |  | Metric units only (cannot be changed after delivery) |  |  | 7: 3 |  |  | 0 |  | -1 |  | -1 | [12 empty] | -1 | -1 | 0 | -1
|  |  |  | No display | [12 empty] | 0 |  |  | -1 |  | -1 | [11 empty] | -1 | -1 | -1 | 0 | bar: 7 to 8
| 8 | Reserved 2 |  | No option2 | [12 empty] | 0 | TRUE | [19 empty] | 0 | bar: 1 to 8
[6 empty] | TMD110 | 1: NV0N | 360 | 360 | 0
| Note: |  | Selections in bold are included in the prices of the basic versions.
|  | • | Selections in italic are available at an extra price.
| Links: |  | User guide
Datasheet
Technical drawing
Vaisala.com product page
Services (online store)
| accessory |  |  |  | item code
| Conduit Fitting + O-Rin M16x1.5 / PG9, RE-MS |  |  |  | 210674SP | [9 empty] | 42 | 42
| Conduit fitting + O‑ring (M16×1.5 / NPT1/2") |  |  |  | 210675SP | [9 empty] | 42 | 42
| USB Service Cable M8-4F, RS485 |  |  |  | 219690 | [9 empty] | 162 | 162
| MI70 Connection Cable with M8-4F Connector |  |  |  | 219980SP | [9 empty] | 232 | 232
| Terminal Block, Blue PK1304D 4P |  |  |  | 236620SP | [9 empty] | 20 | 20
| Fastening flange assy HMD80 (Spare part) |  |  |  | ASM210771SP | [9 empty] | 42 | 42
| Membrane Filter PC White UV stabilized |  |  |  | ASM210856SP | [9 empty] | 42 | 42
| Porous PTFE Filter Ø12, L22mm |  |  |  | DRW239993SP | [9 empty] | 42 | 42
2
4
M
N
1
2
3
N
X
Y
N
V
0
0
1
1
2
3
N
N

## MMPX
[20 empty] | Select grey column and press delete to clear selections => |  |  | TRUE
TRUE
|  |  |  | Price valid from: 2025-04-23 |  | Back to Index | [16 empty] | FALSE
MMPX
| MMP8 Moisture in Oil and Temperature Probe | [17 empty] | 0%
[5 empty] | Sparepart | Not valid Configuration | 1 | 2 | 3 | 4 | 5 | 6 | 7 | 8 | 9 | 10 | 11 | List Price (CAD) | Discounted
|  | MMP8 Moisture in Oil and Temperature Probe |  |  |  | MMPX | 1: 8; 3: 1 | 0 | 0 | Status | Selected | TRUE | 0 | 0 | TRUE | 0 | 0 | 0 | 0 | 0 | 0 | 0 | 0 | 0 | 0 | 0 | 0 | 0 | 0 | 0 | 0 | 0 | 0 | 0 | 0 | 0 | 0 | 0 | 0 | 0 | 0 | 0 | 0 | 0 | 0 | 0 | 0 | 0 | 0 | 0 | 0 | 0 | 0 | 0 | 0
hardware | 1 | Probe Head | • | Moisture in Oil and Temp Probe MMP8 |  |  | 1: 8 | 3934 | 3934 | 0 | TRUE | 0
| 2 | Probe & Cable Length |  | MMP8 with 262mm probe and 2m cable | [15 empty] | 0 |  |  | 0 | -1 | bar: 1 to 10
|  |  | • | MMP8 with 448mm probe and 2m cable | [13 empty] | 373 | 373 | 0 |  |  | -1 | 0 | bar: 2 to 10
| 3 | Sensor Type |  | Humicap L2 + Pt100 | [15 empty] | 0 | TRUE |  |  |  | 0 | bar: 1 to 10
| 4 | Filter Type |  | SS Grid | HM47453SP | [14 empty] | 0 | [5 empty] | 0 | -1 | bar: 1 to 10
|  |  |  | SS Grid for High Flow > 1 m/s | [15 empty] | 0 | [5 empty] | -1 | 0 | bar: 4 to 10
settings | 5 | Oil Coefficients for ppm Calculations |  | Mineral Oil Settings |  |  | 5: 0 |  |  | 0 | [7 empty] | 0 | -1 | -1 | -1 | -1 | -1
|  |  |  | Midel7131 | [15 empty] | 0 | [7 empty] | -1 | 0 | -1 | -1 | -1 | -1 | bar: 5 to 10
|  |  |  | FR3 |  |  | 5: 2 |  |  | 0 | [7 empty] | -1 | -1 | 0 | -1 | -1 | -1
|  |  |  | Dow Corning 561 |  |  | 5: 3 |  |  | 0 | [7 empty] | -1 | -1 | -1 | 0 | -1 | -1
|  |  |  | Jarylec C101 |  |  | 5: 4 |  |  | 0 | [7 empty] | -1 | -1 | -1 | -1 | 0 | -1
|  |  |  | Rhodosil |  |  | 5: 5 |  |  | 0 | [7 empty] | -1 | -1 | -1 | -1 | -1 | 0
| 6 | Baud Rate |  | 19200 - Use with Indigo transmitters | [15 empty] | 0 | [13 empty] | 0 | -1 | bar: 1 to 10
|  |  |  | 9600 | [15 empty] | 0 | [13 empty] | -1 | 0 | bar: 6 to 10
| 7 | Parity, Data Bit, Stop Bit |  | 8, N, 2 - Use with Indigo transmitters |  |  | 7: 0 |  |  | 0 | [15 empty] | 0 | -1 | -1 | -1 | -1 | -1
|  |  |  | 8, N, 1 | [15 empty] | 0 | [15 empty] | -1 | 0 | -1 | -1 | -1 | -1 | bar: 7 to 10
|  |  |  | 8, E, 1 |  |  | 7: 2 |  |  | 0 | [15 empty] | -1 | -1 | 0 | -1 | -1 | -1
|  |  |  | 8, E, 2 |  |  | 7: 3 |  |  | 0 | [15 empty] | -1 | -1 | -1 | 0 | -1 | -1
|  |  |  | 8, O, 1 |  |  | 7: 4 |  |  | 0 | [15 empty] | -1 | -1 | -1 | -1 | 0 | -1
|  |  |  | 8, O, 2 |  |  | 7: 5 |  |  | 0 | [15 empty] | -1 | -1 | -1 | -1 | -1 | 0
| 8 | Probe Modbus Address |  | 240 - Use with Indigo transmitters | [15 empty] | 0 | [21 empty] | 0 | -1 | -1 | -1 | -1 | -1 | -1 | -1 | -1 | -1 | bar: 1 to 10
|  |  |  | 110 | [15 empty] | 0 | [21 empty] | -1 | 0 | -1 | -1 | -1 | -1 | -1 | -1 | -1 | -1 | bar: 8 to 10
|  |  |  | 120 | [15 empty] | 0 | [21 empty] | -1 | -1 | 0 | -1 | -1 | -1 | -1 | -1 | -1 | -1 | bar: 1 to 10
|  |  |  | 130 | [15 empty] | 0 | [21 empty] | -1 | -1 | -1 | 0 | -1 | -1 | -1 | -1 | -1 | -1 | bar: 8 to 10
|  |  |  | 140 | [15 empty] | 0 | [21 empty] | -1 | -1 | -1 | -1 | 0 | -1 | -1 | -1 | -1 | -1 | bar: 1 to 10
|  |  |  | 150 | [15 empty] | 0 | [21 empty] | -1 | -1 | -1 | -1 | -1 | 0 | -1 | -1 | -1 | -1 | bar: 8 to 10
|  |  |  | 160 | [15 empty] | 0 | [21 empty] | -1 | -1 | -1 | -1 | -1 | -1 | 0 | -1 | -1 | -1 | bar: 1 to 10
|  |  |  | 170 | [15 empty] | 0 | [21 empty] | -1 | -1 | -1 | -1 | -1 | -1 | -1 | 0 | -1 | -1 | bar: 8 to 10
|  |  |  | 180 | [15 empty] | 0 | [21 empty] | -1 | -1 | -1 | -1 | -1 | -1 | -1 | -1 | 0 | -1 | bar: 1 to 10
|  |  |  | 190 | [15 empty] | 0 | [21 empty] | -1 | -1 | -1 | -1 | -1 | -1 | -1 | -1 | -1 | 0 | bar: 8 to 10
| 9 | Custom |  | English calibration certificate |  |  | 9: 0 |  |  | 0 | [31 empty] | 0 | -1 | -1 | -1
|  |  | • | English calibration certificate, custom text to probe body | [13 empty] | 53 | 53 | 0 | [31 empty] | -1 | 0 | -1 | -1 | bar: 9 to 10
|  |  | • | Japanese calibration certificate and Traceability chart |  |  | 9: 2 | 274 | 274 | 0 | [31 empty] | -1 | -1 | 0 | -1
|  |  | • | Japanese calibration certificate, custom text to probe body |  |  | 9: 3 | 326 | 326 | 0 | [31 empty] | -1 | -1 | -1 | 0
accessory | 10 | Probe Mounting Accessory | • | Ball Valve ISO1/2 with Welding Joint | BALLVALVE-1 | [12 empty] | 199 | 199 | 0 | [35 empty] | 0 | -1 | -1 | -1 | -1 | -1 | bar: 1 to 10
|  |  | • | Ball Valve ISO1/2 with Thread Joint IS0 3/4 | [13 empty] | 301 | 301 | 0 | [35 empty] | -1 | 0 | -1 | -1 | -1 | -1 | bar: 10
|  |  |  | Pressure fitting NPT1/2 | 212810SP | [14 empty] | 0 | [35 empty] | -1 | -1 | 0 | -1 | -1 | -1 | bar: 1 to 10
|  |  |  | Pressure fitting ISO 1/2 | DRW212076SP | [14 empty] | 0 | [35 empty] | -1 | -1 | -1 | 0 | -1 | -1 | bar: 10
|  |  | • | Ball Valve ISO1/2 with ISO1/2 and NPT1/2 fitting bodies | [13 empty] | 400 | 400 | 0 | [35 empty] | -1 | -1 | -1 | -1 | 0 | -1 | bar: 1 to 10
|  |  | • | Pressure fittings ISO 1/2 in + NPT 1/2 in | [13 empty] | 101 | 101 | 0 | [35 empty] | -1 | -1 | -1 | -1 | -1 | 0 | bar: 10
| 11 | Connection Cable |  | No connection cable |  |  | 11: 0 |  |  | 0 | [41 empty] | 0 | -1 | -1 | -1
|  |  | • | 1,5m Connection Cable with Open wires | 223263SP | [12 empty] | 59 | 59 | 0 | [41 empty] | -1 | 0 | -1 | -1 | bar: 11
|  |  | • | 10m Connection Cable with Open Wires |  |  | 11: 2 | 140 | 140 | 0 | [41 empty] | -1 | -1 | 0 | -1
|  |  | • | 0.3m connection cable with open wires |  |  | 11: 3 | 59 | 59 | 0 | [41 empty] | -1 | -1 | -1 | 0
[6 empty] | MMPX | 1: 81 | 3934 | 3934 | 0
| Note: |  | Selections in bold are included in the prices of the basic versions.
|  | • | Selections in italic are available at an extra price.
| Links: |  | User guide
Datasheet
Technical drawing
Services (online store)
| accessory |  |  |  | item code
| Fitting Body Npt1/2 Solid Structure |  |  |  | 212810SP | [12 empty] | 108 | 108
| Connection Cable, M12-5F - Open Wires, 10 m |  |  |  | 216546SP | [12 empty] | 180 | 180
| Stainless Steel Filter High Flow |  |  |  | 220752SP | [12 empty] | 87 | 87
| Connection Cable, M12-5F - Open Wires, 1.5 m |  |  |  | 223263SP | [12 empty] | 71 | 71
| Connection Cable, M12-5F 90° - Open Wires, 0.6 m |  |  |  | 244669SP | [12 empty] | 71 | 71
| Connection Cable M12-5F - Open Wires, Hygienic Design, 1.5m |  |  |  | 254294SP | [12 empty] | 66 | 66
| Connection Cable M12-5F - Open Wires, Hygienic Design, 3m |  |  |  | 254295SP | [12 empty] | 83 | 83
| Connection Cable M12-5F - Open Wires, Hygienic Design, 5m |  |  |  | 254296SP | [12 empty] | 95 | 95
| Connection Cable M12-5F - Open Wires, Hygienic Design, 10m |  |  |  | 254297SP | [12 empty] | 106 | 106
| Connection Cable, M12-5F 90° - Open Wires, 1.5 m |  |  |  | 255102 | [12 empty] | 68 | 68
| Connection Cable, M12-5F - Open Wires, 3 m |  |  |  | 26719SP | [12 empty] | 94 | 94
| Weatherproof carrying case for Indigo80 and a series 8 probe |  |  |  | ASM215318 | [12 empty] | 780 | 780
| Ball Valve ISO1/2 with Welding Joint |  |  |  | BALLVALVE-1 | [12 empty] | 256 | 256
| Ball Valve ISO1/2-3/4 With Thread Joint |  |  |  | BALLVALVE-2 | [12 empty] | 215 | 215
| Flat Cable, M12-5(M) - M12-5(F), 1m |  |  |  | CBL210493SP | [12 empty] | 143 | 143
| Connection cable, M12-5F - open wires, 0.3 m |  |  |  | CBL210896-03MSP | [12 empty] | 76 | 76
| Fitting Body Iso1/2 Solid Structure |  |  |  | DRW212076SP | [12 empty] | 108 | 108
| Stainless Steel Filter |  |  |  | HM47453SP | [12 empty] | 123 | 123
| Indigo-compatible USB Adapter |  |  |  | USB2 | [12 empty] | 157 | 157
| Service |  |  |  | item code
| Services for MMP |  |  |  | MMPSERVICES
| Laboratory Work for Specific ppm Calcul. |  |  |  | OILMODELLING | [12 empty] | 4816 | 4816
8
A
B
1
A
B
0
1
2
3
4
5
A
B
0
1
2
3
4
5
A
B
C
D
E
F
G
H
J
K
0
1
2
3
A
B
C
D
E
F
0
1
2
3

## HMW90
[20 empty] | Select grey column and press delete to clear selections => |  |  | TRUE
TRUE
|  |  |  | Price valid from: 2025-04-23 |  | Back to Index | [16 empty] | FALSE
HMW90
| Room Humidity and Temperature Transmitter | [17 empty] | 0%
[5 empty] | Sparepart | Not valid Configuration | 1 | 2 | 3 | 4 | 5 | 6 | 7 | 8 | 9 | 10 | 11 | List Price (CAD) | Discounted
|  | Room Humidity and Temperature Transmitter |  |  |  | HMW90 | [11 empty] | 572 | 572 | Status | Selected | 0 | 0 | 0 | 0 | 0 | 0 | 0 | 0 | 0 | 0 | 0 | 0 | 0 | 0 | 0 | 0 | 0 | 0 | 0 | 0 | 0 | 0 | 0 | 0 | 0 | 0 | 0 | 0 | 0 | 0 | 0 | 0 | 0 | 0 | 0 | 0 | 0 | 0 | 0 | 0 | 0 | 0 | 0 | 0 | 0 | 0 | 0 | 0 | 0 | 0 | 0 | 0 | 0 | 0 | 0 | 0 | 0 | 0 | 0 | 0 | 0 | 0 | 0 | 0 | 0 | 0 | 0 | bar: 1 to 2; 5
hardware | 1 | Output |  | 2-wire current output |  |  | 1: 2 |  |  | 0 |  | 0 | -1 | -1
|  |  |  | 3-wire voltage output |  |  | 1: 3 |  |  | 0 |  | -1 | 0 | -1
|  |  |  | RS485 digital communication |  |  | 1: 5 |  |  | 0 |  | -1 | -1 | 0
| 2 | Output signal |  | Digital communication |  |  | 2: 0 |  |  | 0 |  | -1 | -1 |  | 0 | -1 | -1 | -1
|  |  |  | 4...20 mA 2-wire (loop-powered) | [15 empty] | 0 |  |  | -1 | -1 | -1 | 0 | -1 | -1 | bar: 2; 5
|  |  |  | 0...10 V 3-wire |  |  | 2: 2 |  |  | 0 |  | -1 |  | -1 | -1 | -1 | 0 | -1
|  |  |  | 0...5 V 3-wire |  |  | 2: 3 |  |  | 0 |  | -1 |  | -1 | -1 | -1 | -1 | 0
settings | 3 | Analog output parameter for channel 1 |  | Digital communication | [15 empty] | 0 |  | -1 | -1 | [5 empty] | 0 | -1 | -1 | -1 | -1 | -1 | -1 | -1 | -1 | -1 | -1 | -1 | bar: 3; 5
|  |  |  | RH 0...100% | [15 empty] | 0 |  |  |  | -1 |  |  |  |  | -1 | 0 | -1 | -1 | -1 | -1 | -1 | -1 | -1 | -1 | -1 | -1 | bar: 3; 5
|  |  |  | Td -20 ... +55 °C (-4 ... +131 °F) | [15 empty] | 0 |  |  |  | -1 |  |  |  |  | -1 | -1 | 0 | -1 | -1 | -1 | -1 | -1 | -1 | -1 | -1 | -1 | bar: 3; 5
|  |  |  | X 0...100g/kg (0...700 gr/lb) | [15 empty] | 0 |  |  |  | -1 |  |  |  |  | -1 | -1 | -1 | 0 | -1 | -1 | -1 | -1 | -1 | -1 | -1 | -1 | bar: 3; 5
|  |  |  | h special scale, please specify: | [15 empty] | 0 |  |  |  | -1 |  |  |  |  | -1 | -1 | -1 | -1 | 0 | -1 | -1 | -1 | -1 | -1 | -1 | -1 | bar: 3; 5
|  |  |  | Td special scale, please specify: | [15 empty] | 0 |  |  |  | -1 |  |  |  |  | -1 | -1 | -1 | -1 | -1 | 0 | -1 | -1 | -1 | -1 | -1 | -1 | bar: 3; 5
|  |  |  | RH special scale, please specify: | [15 empty] | 0 |  |  |  | -1 |  |  |  |  | -1 | -1 | -1 | -1 | -1 | -1 | 0 | -1 | -1 | -1 | -1 | -1 | bar: 3; 5
|  |  |  | A special scale, please specify: | [15 empty] | 0 |  |  |  | -1 |  |  |  |  | -1 | -1 | -1 | -1 | -1 | -1 | -1 | 0 | -1 | -1 | -1 | -1 | bar: 3; 5
|  |  |  | T special scale, please specify: | [15 empty] | 0 |  |  |  | -1 |  |  |  |  | -1 | -1 | -1 | -1 | -1 | -1 | -1 | -1 | 0 | -1 | -1 | -1 | bar: 3; 5
|  |  |  | Tw special scale, please specify: | [15 empty] | 0 |  |  |  | -1 |  |  |  |  | -1 | -1 | -1 | -1 | -1 | -1 | -1 | -1 | -1 | 0 | -1 | -1 | bar: 3; 5
|  |  |  | X special scale, please specify: | [15 empty] | 0 |  |  |  | -1 |  |  |  |  | -1 | -1 | -1 | -1 | -1 | -1 | -1 | -1 | -1 | -1 | 0 | -1 | bar: 3; 5
|  |  |  | dTd special scale, please specify: | [15 empty] | 0 |  |  |  | -1 |  |  |  |  | -1 | -1 | -1 | -1 | -1 | -1 | -1 | -1 | -1 | -1 | -1 | 0 | bar: 3; 5
| 4 | Analog output parameter for channel 2 |  | Digital communication | [15 empty] | 0 |  | -1 | -1 | [17 empty] | 0 | -1 | -1 | -1 | -1 | -1 | -1 | -1 | -1 | -1 | -1 | -1 | -1 | -1 | bar: 4 to 5
|  |  |  | RH 0...100% | [15 empty] | 0 |  |  |  | -1 | [16 empty] | -1 | 0 | -1 | -1 | -1 | -1 | -1 | -1 | -1 | -1 | -1 | -1 | -1 | -1 | bar: 4 to 5
|  |  |  | Td -20 ... +55 °C (-4 ... +131 °F) | [15 empty] | 0 |  |  |  | -1 | [16 empty] | -1 | -1 | 0 | -1 | -1 | -1 | -1 | -1 | -1 | -1 | -1 | -1 | -1 | -1 | bar: 4 to 5
|  |  |  | X 0...100g/kg (0...700 gr/lb) | [15 empty] | 0 |  |  |  | -1 | [16 empty] | -1 | -1 | -1 | 0 | -1 | -1 | -1 | -1 | -1 | -1 | -1 | -1 | -1 | -1 | bar: 4 to 5
|  |  |  | T - 5 ... +55 °C (+23 ...+131 °F) | [15 empty] | 0 |  |  |  | -1 | [16 empty] | -1 | -1 | -1 | -1 | 0 | -1 | -1 | -1 | -1 | -1 | -1 | -1 | -1 | -1 | bar: 4 to 5
|  |  |  | T -0 ... +60 °C (+32 ...+140 °F) | [15 empty] | 0 |  |  |  | -1 | [16 empty] | -1 | -1 | -1 | -1 | -1 | 0 | -1 | -1 | -1 | -1 | -1 | -1 | -1 | -1 | bar: 4 to 5
|  |  |  | h special scale, please specify: | [15 empty] | 0 |  |  |  | -1 | [16 empty] | -1 | -1 | -1 | -1 | -1 | -1 | 0 | -1 | -1 | -1 | -1 | -1 | -1 | -1 | bar: 4 to 5
|  |  |  | Td special scale, please specify: | [15 empty] | 0 |  |  |  | -1 | [16 empty] | -1 | -1 | -1 | -1 | -1 | -1 | -1 | 0 | -1 | -1 | -1 | -1 | -1 | -1 | bar: 4 to 5
|  |  |  | RH special scale, please specify: | [15 empty] | 0 |  |  |  | -1 | [16 empty] | -1 | -1 | -1 | -1 | -1 | -1 | -1 | -1 | 0 | -1 | -1 | -1 | -1 | -1 | bar: 4 to 5
|  |  |  | A special scale, please specify: | [15 empty] | 0 |  |  |  | -1 | [16 empty] | -1 | -1 | -1 | -1 | -1 | -1 | -1 | -1 | -1 | 0 | -1 | -1 | -1 | -1 | bar: 4 to 5
|  |  |  | T special scale, please specify: | [15 empty] | 0 |  |  |  | -1 | [16 empty] | -1 | -1 | -1 | -1 | -1 | -1 | -1 | -1 | -1 | -1 | 0 | -1 | -1 | -1 | bar: 4 to 5
|  |  |  | Tw special scale, please specify: | [15 empty] | 0 |  |  |  | -1 | [16 empty] | -1 | -1 | -1 | -1 | -1 | -1 | -1 | -1 | -1 | -1 | -1 | 0 | -1 | -1 | bar: 4 to 5
|  |  |  | X special scale, please specify: | [15 empty] | 0 |  |  |  | -1 | [16 empty] | -1 | -1 | -1 | -1 | -1 | -1 | -1 | -1 | -1 | -1 | -1 | -1 | 0 | -1 | bar: 4 to 5
|  |  |  | dTd special scale, please specify: | [15 empty] | 0 |  |  |  | -1 | [16 empty] | -1 | -1 | -1 | -1 | -1 | -1 | -1 | -1 | -1 | -1 | -1 | -1 | -1 | 0 | bar: 4 to 5
hardware | 5 | Display and colour |  | Solid Cover White RAL9003 (hidden display) | DRW237354SP |  | 5: 0 |  |  | 0 | [34 empty] | 0 | -1 | -1 | -1 | -1 | -1
|  |  |  | Display Cover White RAL9003 (visible display) | DRW237339SP | [14 empty] | 0 | [34 empty] | -1 | 0 | -1 | -1 | -1 | -1 | bar: 5
|  |  | • | Solid Cover Black RAL9005 (hidden display) |  |  | 5: 2 | 19 | 19 | 0 | [34 empty] | -1 | -1 | 0 | -1 | -1 | -1
|  |  | • | Display Cover Black RAL9005 (visible display) |  |  | 5: 3 | 19 | 19 | 0 | [34 empty] | -1 | -1 | -1 | 0 | -1 | -1
|  |  | • | Solid Cover White RAL9003, no logo (hidden display) |  |  | 5: 8 | 19 | 19 | 0 | [34 empty] | -1 | -1 | -1 | -1 | 0 | -1
|  |  | • | Display Cover White RAL9003, no logo (visible display) |  |  | 5: 9 | 19 | 19 | 0 | [34 empty] | -1 | -1 | -1 | -1 | -1 | 0
settings | 6 | Units |  | Metric units | [15 empty] | 0 | [40 empty] | 0 | -1 | bar: 6
|  |  |  | Non metric units | [15 empty] | 0 | [40 empty] | -1 | 0 | bar: 6
| 7 | Display configuration |  | RH, T | [15 empty] | 0 | [42 empty] | 0 | -1 | -1 | -1 | -1 | -1 | -1 | bar: 7
|  |  |  | RH, h, T | [15 empty] | 0 | [42 empty] | -1 | 0 | -1 | -1 | -1 | -1 | -1 | bar: 7
|  |  |  | RH, Td, T | [15 empty] | 0 | [42 empty] | -1 | -1 | 0 | -1 | -1 | -1 | -1 | bar: 7
|  |  |  | RH, A, T | [15 empty] | 0 | [42 empty] | -1 | -1 | -1 | 0 | -1 | -1 | -1 | bar: 7
|  |  |  | RH, Tw, T | [15 empty] | 0 | [42 empty] | -1 | -1 | -1 | -1 | 0 | -1 | -1 | bar: 7
|  |  |  | RH, X, T | [15 empty] | 0 | [42 empty] | -1 | -1 | -1 | -1 | -1 | 0 | -1 | bar: 7
|  |  |  | RH, dTd, T | [15 empty] | 0 | [42 empty] | -1 | -1 | -1 | -1 | -1 | -1 | 0 | bar: 7
| 8 | Relay operation |  | None |  |  | 8: 0 |  |  | 0 | [49 empty] | 0 | -1 | -1 | -1 | -1
|  |  |  | Relay open below setpoint | [15 empty] | 0 |  | -1 |  | -1 | [45 empty] | -1 | 0 | -1 | -1 | -1 | bar: 8
|  |  |  | Relay open above setpoint |  |  | 8: 2 |  |  | 0 |  | -1 |  | -1 | [45 empty] | -1 | -1 | 0 | -1 | -1
|  |  |  | Relay closed in error state | [15 empty] | 0 |  | -1 |  | -1 | [45 empty] | -1 | -1 | -1 | 0 | -1 | bar: 8
|  |  |  | Relay closed in normal operation | [15 empty] | 0 |  | -1 |  | -1 | [45 empty] | -1 | -1 | -1 | -1 | 0 | bar: 8
| 9 | Relay set-point (Parameter and Hysteresis) |  | None |  |  | 9: 0 |  |  | 0 | [54 empty] | 0 | -1 | -1 | -1 | -1 | -1 | -1 | -1 | -1
|  |  |  | h setpoint (low/high): | [15 empty] | 0 |  | -1 |  | -1 | [48 empty] | -1 | -1 | -1 | 0 | -1 | -1 | -1 | -1 | -1 | -1 | -1 | bar: 9
|  |  |  | Td setpoint (low/high): | [15 empty] | 0 |  | -1 |  | -1 | [48 empty] | -1 | -1 | -1 | -1 | 0 | -1 | -1 | -1 | -1 | -1 | -1 | bar: 9
|  |  |  | RH setpoint (low/high): | [15 empty] | 0 |  | -1 |  | -1 | [48 empty] | -1 | -1 | -1 | -1 | -1 | 0 | -1 | -1 | -1 | -1 | -1 | bar: 9
|  |  |  | A setpoint (low/high): | [15 empty] | 0 |  | -1 |  | -1 | [48 empty] | -1 | -1 | -1 | -1 | -1 | -1 | 0 | -1 | -1 | -1 | -1 | bar: 9
|  |  |  | T setpoint (low/high): | [15 empty] | 0 |  | -1 |  | -1 | [48 empty] | -1 | -1 | -1 | -1 | -1 | -1 | -1 | 0 | -1 | -1 | -1 | bar: 9
|  |  |  | Tw setpoint (low/high): | [15 empty] | 0 |  | -1 |  | -1 | [48 empty] | -1 | -1 | -1 | -1 | -1 | -1 | -1 | -1 | 0 | -1 | -1 | bar: 9
|  |  |  | X setpoint (low/high): | [15 empty] | 0 |  | -1 |  | -1 | [48 empty] | -1 | -1 | -1 | -1 | -1 | -1 | -1 | -1 | -1 | 0 | -1 | bar: 9
|  |  |  | dTd setpoint (low/high): | [15 empty] | 0 |  | -1 |  | -1 | [48 empty] | -1 | -1 | -1 | -1 | -1 | -1 | -1 | -1 | -1 | -1 | 0 | bar: 9
hardware | 10 | Identity |  | With adjustment trimmers | [15 empty] | 0 | [63 empty] | 0 | -1 | bar: 1 to 10
|  |  |  | No adjustment trimmers | [15 empty] | 0 | [63 empty] | -1 | 0 | bar: 10
accessory | 11 | Quick reference guide |  | No User's Guide |  |  | 11: 0 |  |  | 0 | [65 empty] | 0 | -1 | -1
|  |  | • | Multilingual Quick Guide for Analog HMW90/GMW90 Series Devices | [13 empty] | 19 | 19 | 0 |  |  |  | -1 | [61 empty] | -1 | 0 | -1 | bar: 11
|  |  | • | Multilingual Quick Guide for Digital HMW90/GMW90 Series Devices |  |  | 11: 2 | 19 | 19 | 0 |  | -1 | -1 | [62 empty] | -1 | -1 | 0
[6 empty] | HMW90 | [11 empty] | 572 | 572 | 0
| Note: |  | Selections in bold are included in the prices of the basic versions.
|  | • | Selections in italic are available at an extra price.
| Links: |  | User guide
Datasheet
Technical drawing
Vaisala.com product page
Services (online store)
| accessory |  |  |  | item code
| USB Service Cable M8-4F, RS485 |  |  |  | 219690 | [12 empty] | 162 | 162
| MI70 Connection Cable with M8-4F Connector |  |  |  | 219980SP | [12 empty] | 232 | 232
| Decorative cover set XMW90 family 10pcs |  |  |  | 236285 | [12 empty] | 205 | 205
| M12 - M8 service cable 1.5 m (4.9 ft) |  |  |  | 262195SP | [12 empty] | 133 | 133
| Sliding cover HMW90 Spare Parts |  |  |  | DRW237339SP | [12 empty] | 42 | 42
| Sliding cover, blank HMW90 Spare Parts |  |  |  | DRW237354SP | [12 empty] | 42 | 42
| Humidity and Temperature Replacement Module for HMW90 series, NIST cert |  |  |  | HTM10SP | [12 empty] | 306 | 306
| Digital Temp. Replacement Module with NIST Calibration Certificate |  |  |  | TM10SP | [12 empty] | 103 | 103
2
3
5
0
1
2
3
A
B
C
D
H
K
R
S
T
W
X
Y
A
B
C
D
E
F
H
K
R
S
T
W
X
Y
0
1
2
3
8
9
A
B
A
H
K
S
W
X
Y
0
1
2
F
N
0
H
K
R
S
T
W
X
Y
A
B
0
1
2

## HMW110
[17 empty] | Select grey column and press delete to clear selections => |  |  | TRUE
TRUE
|  |  |  | Price valid from: 2025-04-23 |  | Back to Index | [13 empty] | FALSE
HMW110
| RH + T Wall mount Transmitter, ±2 %RH, IP65 | [14 empty] | 0%
[5 empty] | Sparepart | Not valid Configuration | 1 | 2 | 3 | 4 | 5 | 6 | 7 | 8 | List Price (CAD) | Discounted
|  | RH + T Wall mount Transmitter, ±2 %RH, IP65 |  |  |  | HMW110 | [8 empty] | 407 | 407 | Status | Selected | 0 | 0 | 0 | 0 | 0 | 0 | 0 | 0 | 0 | 0 | 0 | 0 | 0 | 0 | 0 | 0 | 0 | 0 | 0 | 0 | 0 | TRUE | 0 | 0 | 0 | 0 | 0 | 0 | 0 | 0 | 0 | 0 | bar: 1 to 8
hardware | 1 | Output signals |  | 4...20 mA 2-wire loop-powered |  |  | 1: 2 |  |  | 0 |  | 0 | -1 | -1 | -1
|  |  | • | 4...20 mA 2-wire loop-powered, with display |  |  | 1: 4 | 53 | 53 | 0 |  | -1 | 0 | -1 | -1
|  |  |  | Modbus RTU | [12 empty] | 0 |  | -1 | -1 | 0 | -1 | bar: 1 to 8
|  |  | • | Modbus RTU with display | [10 empty] | 53 | 53 | 0 |  | -1 | -1 | -1 | 0 | bar: 1 to 8
settings | 2 | Measured parameter for channel 1 |  | RH 0...100% | [12 empty] | 0 |  |  |  | -1 |  | 0 | -1 | -1 | -1 | -1 | -1 | -1 | -1 | -1 | -1 | -1 | bar: 1 to 8
|  |  |  | Td -40...+60 °C (-40…+140 °F) | [12 empty] | 0 |  |  |  | -1 |  | -1 | 0 | -1 | -1 | -1 | -1 | -1 | -1 | -1 | -1 | -1 | bar: 2 to 8
|  |  |  | Temperature -40...+60 °C (-40…+140 °F) | [12 empty] | 0 |  |  |  | -1 |  | -1 | -1 | 0 | -1 | -1 | -1 | -1 | -1 | -1 | -1 | -1 | bar: 1 to 8
|  |  |  | Tw -40...+60 °C (-40…+140 °F) | [12 empty] | 0 |  |  |  | -1 |  | -1 | -1 | -1 | 0 | -1 | -1 | -1 | -1 | -1 | -1 | -1 | bar: 2 to 8
|  |  |  | A 0...130 g/m3 (0 … 57 gr/ft3) | [12 empty] | 0 |  |  |  | -1 |  | -1 | -1 | -1 | -1 | 0 | -1 | -1 | -1 | -1 | -1 | -1 | bar: 1 to 8
|  |  |  | X 0...150 g/kg (0…1050 gr/lb) | [12 empty] | 0 |  |  |  | -1 |  | -1 | -1 | -1 | -1 | -1 | 0 | -1 | -1 | -1 | -1 | -1 | bar: 2 to 8
|  |  |  | H -40 … 460 kJ/kg (-10 … +190 BTU/lb) | [12 empty] | 0 |  |  |  | -1 |  | -1 | -1 | -1 | -1 | -1 | -1 | 0 | -1 | -1 | -1 | -1 | bar: 1 to 8
|  |  |  | No selection (Modbus model) | [12 empty] | 0 |  | -1 |  | 1 |  | -1 | -1 | -1 | -1 | -1 | -1 | -1 | 0 | -1 | -1 | -1 | bar: 2 to 8
|  |  |  | Td special scale, please specify: | [12 empty] | 0 |  |  |  | -1 |  | -1 | -1 | -1 | -1 | -1 | -1 | -1 | -1 | 0 | -1 | -1 | bar: 1 to 8
|  |  |  | Tw special scale, please specify: | [12 empty] | 0 |  |  |  | -1 |  | -1 | -1 | -1 | -1 | -1 | -1 | -1 | -1 | -1 | 0 | -1 | bar: 2 to 8
|  |  |  | h special scale, please specify: | [12 empty] | 0 |  |  |  | -1 |  | -1 | -1 | -1 | -1 | -1 | -1 | -1 | -1 | -1 | -1 | 0 | bar: 1 to 8
| 3 | Measured parameter for channel 2 |  | Td -40...+60 °C (-40…+140 °F) |  |  | 3: 0 |  |  | 0 |  |  |  | -1 | [12 empty] | 0 | -1 | -1 | -1 | -1 | -1
|  |  |  | T -40...+60 °C (-40…+140 °F) | [12 empty] | 0 |  |  |  | -1 | [12 empty] | -1 | 0 | -1 | -1 | -1 | -1 | bar: 3 to 8
|  |  |  | T -5...+55 °C (23…+131 °F) |  |  | 3: 2 |  |  | 0 |  |  |  | -1 | [12 empty] | -1 | -1 | 0 | -1 | -1 | -1
|  |  |  | T 0...+50 °C (32…+122 °F) |  |  | 3: 3 |  |  | 0 |  |  |  | -1 | [12 empty] | -1 | -1 | -1 | 0 | -1 | -1
|  |  |  | No selection (Modbus model) | [12 empty] | 0 |  | -1 |  | 1 | [8 empty] | 1 |  |  |  | -1 | -1 | -1 | -1 | 0 | -1 | bar: 1 to 8
|  |  |  | T special scale, please specify: | [12 empty] | 0 |  |  |  | -1 | [12 empty] | -1 | -1 | -1 | -1 | -1 | 0 | bar: 3 to 8
hardware | 4 | Identity |  | Vaisala | [12 empty] | 0 | TRUE | [21 empty] | 0 | bar: 1 to 8
| 5 | Humidity sensor |  | Robust general purpose humidity sensor (180R) | [12 empty] | 0 | [23 empty] | 0 | -1 | bar: 1 to 8
|  |  | • | Catalytic Sensor for H2O2 environments | [10 empty] | 42 | 42 | 0 | [23 empty] | -1 | 0 | bar: 5 to 8
accessory | 6 | User guide |  | No User's Guide |  |  | 6: 0 |  |  | 0 | [25 empty] | 0 | -1
|  |  | • | Multilingual Quick Guide for HMDW110 Series | [10 empty] | 19 | 19 | 0 | [25 empty] | -1 | 0 | bar: 6 to 8
hardware | 7 | Display Options |  | Metric Units | [12 empty] | 0 |  | -1 |  | -1 | [23 empty] | 0 | -1 | -1 | -1 | bar: 1 to 8
|  |  |  | Non-Metric Units |  |  | 7: 2 |  |  | 0 |  | -1 |  | -1 | [23 empty] | -1 | 0 | -1 | -1
|  |  |  | Metric units only (cannot be changed after delivery) |  |  | 7: 3 |  |  | 0 |  | -1 |  | -1 | [23 empty] | -1 | -1 | 0 | -1
|  |  |  | No display | [12 empty] | 0 |  |  | -1 |  | -1 | [22 empty] | -1 | -1 | -1 | 0 | bar: 7 to 8
| 8 | Other options | • | M12 connector instead of cable gland | [10 empty] | 88 | 88 | 0 | [31 empty] | 0 | -1 | bar: 1 to 8
|  |  |  | No selection | [12 empty] | 0 | [31 empty] | -1 | 0 | bar: 8
[6 empty] | HMW110 | [8 empty] | 407 | 407 | 0 | bar: 1
| Note: |  | Selections in bold are included in the prices of the basic versions.
|  | • | Selections in italic are available at an extra price.
| Links: |  | User guide
Datasheet
Technical drawing
Vaisala.com product page
Services (online store)
| accessory |  |  |  | item code
| Conduit Fitting + O-Rin M16x1.5 / PG9, RE-MS |  |  |  | 210674SP | [9 empty] | 42 | 42
| Conduit fitting + O‑ring (M16×1.5 / NPT1/2") |  |  |  | 210675SP | [9 empty] | 42 | 42
| USB Service Cable M8-4F, RS485 |  |  |  | 219690 | [9 empty] | 162 | 162
| MI70 Connection Cable with M8-4F Connector |  |  |  | 219980SP | [9 empty] | 232 | 232
| Terminal Block, Blue PK1304D 4P |  |  |  | 236620SP | [9 empty] | 20 | 20
| Membrane Filter PC White UV stabilized |  |  |  | ASM210856SP | [9 empty] | 42 | 42
| Porous PTFE Filter Ø12, L22mm |  |  |  | DRW239993SP | [9 empty] | 42 | 42
| HUMICAP180V |  |  |  | HUMICAP180V | [9 empty] | 209 | 209
| Service |  |  |  | item code
| Services for HMW110 |  |  |  | HMW110SERVICES
2
4
M
N
A
B
C
D
E
F
H
N
X
Y
Z
0
1
2
3
N
X
V
A
C
0
1
1
2
3
N
B
N

## HMT370EX
Select grey cells and press delete to clear selections =>
|  |  |  | Price valid from: 2025-04-23 |  | Back to Index
HMT370EX
| Intrinsically Safe Humidity and Temperature Transmitter HMT370EX | [18 empty] | 0%
[5 empty] | Sparepart | No configuration checking! | 1 | 2 | 3 | 4 | 5 | 6 | 7 | 8 | 9 | 10 | 11 | 12 | List Price (CAD) | Discounted | Item code
|  | Intrinsically Safe Humidity and Temperature Transmitter HMT370EX |  |  |  | HMT370EX | [12 empty] | 3405 | 3405
hardware | 1 | Probe Model |  | HMT370 Transmitter Unit only |  |  | 1: 0
|  |  | • | HMP371 Probe for Wall Mounting | [14 empty] | 1371 | 1371 | bar: 1
|  |  | • | HMP373 Probe for Confined Spaces |  |  | 1: 3 | 1618 | 1618
|  |  | • | HMP374 Probe for Pressurized Processes |  |  | 1: 4 | 3341 | 3341
|  |  | • | HMP375 Probe for High Temperatures |  |  | 1: 5 | 2760 | 2760
|  |  | • | HMP377 Probe for High Humidities |  |  | 1: 7 | 2429 | 2429
|  |  | • | HMP378 Probe for Pressurized Pipelines |  |  | 1: 8 | 3052 | 3052
|  |  | • | HMP378F Probe for Moisture in Oil | [14 empty] | 3509 | 3509 | bar: 1
|  |  | • | HMP378H Probe for Moisture in JET A-1 Fuel | [14 empty] | 4567 | 4567 | bar: 1
| 2 | Ex certification and Region |  | IECEx Certificate for HMT370EX and HMP370EX (Global) | bar: 2
|  |  |  | ATEX Certificate for HMT370EX and HMP370EX (Europe) |  |  | 2: 2
|  |  |  | CML Certificate for HMT370EX (Japan) |  |  | 2: 4
|  |  |  | FM Certificate for HMT370EX (USA and Canada) |  |  | 2: 5
|  |  |  | NEPSI Certificate for HMT370EX and HMP370EX (China) |  |  | 2: 8
|  |  |  | KCs Certificate for HMT370EX and HMP370EX (Korea) |  |  | 2: 9
UKEX Certificate for HMT370EX and HMP370EX (UK) | bar: 2
| → Expand | Probe Cable Length and Sensor |  | Transmitter only, no probe |  |  | 3: 0
HMP378F/H: Probe Cable 2 m, Probe 215 mm ,max +180 °C | bar: 3
|  |  | • | HMP378F/H: Probe Cable 5 m, Probe 215 mm ,max +180 °C |  |  | 3: 2 | 313 | 313
|  |  | • | HMP378F/H: Probe Cable 10 m, Probe 215 mm ,max +180 °C |  |  | 3: 3 | 624 | 624
|  |  |  | HMP371: Fixed Probe, max +60°C T-only |  |  | 3: 4
|  |  |  | HMP373: Probe Cable 2 m, max +120 °C T-only |  |  | 3: 5
|  |  | • | HMP373: Probe Cable 5 m, max +120 °C T-only |  |  | 3: 6 | 243 | 243
|  |  | • | HMP373: Probe Cable 10 m, max +120 °C T-only |  |  | 3: 7 | 503 | 503
|  |  | • | HMP371: Fixed Probe, max 60°C | [14 empty] | 353 | 353 | bar: 3
HMP373: Probe Cable 2 m, max +80 °C | bar: 3
|  |  | • | HMP373: Probe Cable 5 m, max +80 °C | [14 empty] | 313 | 313 | bar: 3
|  |  | • | HMP373: Probe Cable 10 m, max +80 °C | [14 empty] | 624 | 624 | bar: 3
|  |  | • | HMP373: Probe Cable 2 m, max +120 °C | [14 empty] | 397 | 397 | bar: 3
|  |  | • | HMP373: Probe Cable 5 m, max +120 °C | [14 empty] | 686 | 686 | bar: 3
|  |  | • | HMP373: Probe Cable 10 m, max +120 °C | [14 empty] | 995 | 995 | bar: 3
HMP374: Probe Cable 2 m, max +180 °C | bar: 3
|  |  | • | HMP374: Probe Cable 5 m, max +180 °C | [14 empty] | 313 | 313 | bar: 3
|  |  | • | HMP374: Probe Cable 10 m, max +180 °C | [14 empty] | 624 | 624 | bar: 3
HMP375: Probe Cable 2 m, max +180 °C | bar: 3
|  |  | • | HMP375: Probe Cable 5 m, max +180 °C | [14 empty] | 313 | 313 | bar: 3
|  |  | • | HMP375: Probe Cable 10 m, max +180 °C | [14 empty] | 624 | 624 | bar: 3
HMP377: Probe Cable 2 m, max +180 °C | bar: 3
|  |  | • | HMP377: Probe Cable 5 m, max +180 °C | [14 empty] | 313 | 313 | bar: 3
|  |  | • | HMP377: Probe Cable 10 m, max +180 °C | [14 empty] | 624 | 624 | bar: 3
HMP378: Probe Cable 2 m, Probe 262 mm ,max +180 °C | bar: 3
|  |  | • | HMP378: Probe Cable 5 m, Probe 262 mm ,max +180 °C | [14 empty] | 313 | 313 | bar: 3
|  |  | • | HMP378: Probe Cable 10 m, Probe 262 mm ,max +180 °C | [14 empty] | 624 | 624 | bar: 3
|  |  | • | HMP378: Probe Cable 2 m, Probe 448 mm ,max +180 °C | [14 empty] | 209 | 209 | bar: 3
|  |  | • | HMP378: Probe Cable 5 m, Probe 448 mm ,max +180 °C | [14 empty] | 521 | 521 | bar: 3
|  |  | • | HMP378: Probe Cable 10 m, Probe 448 mm ,max +180 °C | [14 empty] | 828 | 828 | bar: 3
| 4 | Sensor Protection |  | Transmitter only |  |  | 4: 0
|  |  |  | Plastic grid & SST net filter, All probes | DRW010281SP | bar: 4
|  |  |  | Sintered Stainless Steel filter, all probes | HM47280SP |  | 4: 2
|  |  |  | Stainless Steel Filter for Oil and Vacuum (AISI 303), HMP374/8 | HM47453SP |  | 4: 3
|  |  |  | Plastic Grid, Fast Response in Clean Environments, not for HMP378H/8F | DRW010276SP |  | 4: 4
|  |  |  | Stainless Steel Filter (AISI 303) with PTFE Membrane, HMP377 | 214848SP |  | 4: 5
|  |  |  | Stainless Steel Filter for High Flow Applications | 220752SP |  | 4: 6
accessory | 5 | Probe Accessories | • | Duct Installation Kit, HMP373/7 | 210697 | [13 empty] | 121 | 121 | bar: 1 to 5
|  |  | • | Mounting Flange, HMP375 | 210696 | [13 empty] | 135 | 135 | bar: 5
|  |  | • | Ball Valve ISO1/2 with Welding Joint, HMP378/8F/8H | BALLVALVE-1 | [13 empty] | 226 | 226 | bar: 1 to 5
|  |  | • | Cable Gland for Probe Mounting, M20 x 1.5 with Split Seal, HMP373/5/7 | HMP247CG | [13 empty] | 81 | 81 | bar: 5
|  |  |  | Fitting Body for Probe Mounting, M22 x 1.5, HMP374 | 17223SP | bar: 1 to 5
|  |  |  | Fitting Body for Probe Mounting, NPT 1/2, HMP374 | 17225SP | bar: 5
|  |  | • | Swagelok Probe Fitting, NPT 1/2 Thread, 12mm, HMP377 | SWG12NPT12 | [13 empty] | 100 | 100 | bar: 1 to 5
|  |  | • | Swagelok Probe Fitting, ISO 3/8 Thread, 12mm, HMP377 | SWG12ISO38 | [13 empty] | 100 | 100 | bar: 5
|  |  | • | Swagelok Probe Fitting, ISO 1/2 Thread (12mm), HMP377 | SWG12ISO12 | [13 empty] | 148 | 148 | bar: 1 to 5
|  |  |  | Fitting Body for Probe Mounting, ISO 1/2 Solid Structure, HMP378 | DRW212076SP | bar: 5
|  |  |  | Fitting Body for Probe Mounting, NPT 1/2 Solid Structure, HMP378 | 212810SP | bar: 1 to 5
No Accessories | bar: 5
hardware | 6 | Transmitter type |  | Transmitter without Display and Keypad | bar: 6
|  |  | • | Transmitter with Display and Keypad, must be protected against direct sunlight to maintain EX-protection! | [14 empty] | 313 | 313 | bar: 6
settings | 7 | Output Units |  | Metric Units | bar: 1 to 7
|  |  |  | Non-Metric Units |  |  | 7: 2
Metric (SI) -units only, for Japanese market | bar: 1 to 7
| 8 | Analog Outputs Channel 1 |  | RH (0...100%) | bar: 1 to 6; 8
T (0...+60 °C) | bar: 8
T (-40...+60 °C) | bar: 1 to 6; 8
T (-20...+80 °C) | bar: 8
T (-40...+180 °C) | bar: 1 to 6; 8
Td/f (-20...+120 °C) | bar: 8
Td/f (-60...+40 °C) | bar: 1 to 6; 8
JET A-1 Water Concentration (0...500 ppmw) | bar: 8
Mineral transformer oil Water Concentration (0...500 ppmw) | bar: 1 to 6; 8
No Analog Output | bar: 8
Liquid Relative Saturation (0...100 %) | bar: 1 to 6; 8
Liquid Water Activity (0...1) | bar: 8
Liquid Saturation Temperature (-40...+60 °C) | bar: 1 to 6; 8
|  |  | • | Special, please specify parameter and scale: | [14 empty] | 83 | 83 | bar: 8
| 9 | Analog Outputs Channel 2 |  | RH (0...100%) | bar: 1 to 6; 9
T (0...+60 °C) | bar: 9
T (-40...+60 °C) | bar: 1 to 6; 9
T (-20...+80 °C) | bar: 9
T (-40...+180 °C) | bar: 1 to 6; 9
Td/f (-20...+120 °C) | bar: 9
Td/f (-60...+40 °C) | bar: 1 to 6; 9
JET A-1 Water Concentration (0...500 ppmw) | bar: 9
Mineral transformer oil Water Concentration (0...500 ppmw) | bar: 1 to 6; 9
No Analog Output | bar: 9
Liquid Relative Saturation (0...100 %) | bar: 1 to 6; 9
Liquid Water Activity (0...1) | bar: 9
Liquid Saturation Temperature (-40...+60 °C) | bar: 1 to 6; 9
|  |  | • | Special, please specify parameter and scale: | [14 empty] | 83 | 83 | bar: 9
hardware | 10 | Cable Lead-through |  | Plugged Lead-Through | 254931SP |  | 10: 0
|  |  | • | Cable Gland M20x1.5 for Cable 5...11 mm | 265207SP | [13 empty] | 95 | 95 | bar: 10
|  |  | • | Cable Gland M20x1.5 for Cable 10...14 mm | 265208SP |  | 10: 2 | 95 | 95
|  |  | • | Conduit Fitting M20x1.5 M16 | 265243SP |  | 10: 3 | 63 | 63
|  |  | • | Conduit Fitting M20x1.5 NPT1/2 | 265240SP |  | 10: 4 | 83 | 83
|  |  | • | Cable Gland M20x1.5 for Cable 5...11 mm, 2 pcs |  |  | 10: 5 | 187 | 187
|  |  | • | Cable Gland M20x1.5 for Cable 10...14 mm, 2 pcs |  |  | 10: 6 | 187 | 187
|  |  | • | Conduit Fitting M20x1.5 M16, 2 pcs |  |  | 10: 7 | 125 | 125
|  |  | • | Conduit Fitting M20x1.5 NPT1/2, 2 pcs |  |  | 10: 8 | 167 | 167
| 11 | Transmitter Accessories | • | Mounting Plate HMT360 Mounting Compatible | DRW253246SP | [13 empty] | 53 | 53 | bar: 11
|  |  | • | Service Cable for Transmitter, USB | 219690 | [13 empty] | 157 | 157 | bar: 11
|  |  | • | Zener Barrier for 1 Channel | 210664SP | [13 empty] | 585 | 585 | bar: 11
|  |  | • | Zener Barriers for 2 Channels | [14 empty] | 1171 | 1171 | bar: 11
|  |  | • | Repeater Power Supply for 1 Channels, GMI | 272886SP | [13 empty] | 530 | 530 | bar: 11
|  |  | • | Repeater Power Supply for 2 Channels, GMI | 272887SP | [13 empty] | 893 | 893 | bar: 11
No Transmitter Accessories | bar: 11
| 12 | Special |  | No Option | bar: 12
[6 empty] | HMT370EX | [12 empty] | 3405 | 3405
| Note: |  | Selections in bold are included in the prices of the basic versions.
|  | • | Selections in italic are available at an extra price.
| Links: |  | User guide
Datasheet
Technical drawing
Vaisala.com product page
Services (online store)
| accessory |  |  |  | item code
| Fitting Body M22x1.5 |  |  |  | 17223SP | [13 empty] | 108 | 108
| Fitting Body NPT1/2 |  |  |  | 17225SP | [13 empty] | 108 | 108
| Pressure Fitting ISO 1/2 to NPT 1/2 |  |  |  | 210662SP | [13 empty] | 60 | 60
| Zener Barrier - Stahl part number 9001/51-280-091-141: 1 barrier per channel |  |  |  | 210664SP | [13 empty] | 585 | 585
| Mounting Flange for 13.5mm Diameter Probe |  |  |  | 210696 | [13 empty] | 153 | 153
| Duct Installation Kit For 12mm Probe 210697 |  |  |  | 210697 | [13 empty] | 137 | 137
| Calibration Adapter for HMK15 |  |  |  | 211302SP | [13 empty] | 35 | 35
| Galvanic Isolator -Stahl part number 9160/13-11-11k |  |  |  | 212483SP | [13 empty] | 635 | 635
| Fitting Body Npt1/2 Solid Structure |  |  |  | 212810SP | [13 empty] | 108 | 108
| Stainless Steel Filter with Membrane |  |  |  | 214848SP | [13 empty] | 87 | 87
| Outdoor Installation kit (Weather shield) |  |  |  | 215109 | [13 empty] | 236 | 236
| USB Service Cable M8-4F, RS485 |  |  |  | 219690 | [13 empty] | 162 | 162
| Stainless Steel Filter High Flow |  |  |  | 220752SP | [13 empty] | 87 | 87
| Dummy Plug with O-ring, Ex 2 pcs |  |  |  | 254931SP | [13 empty] | 42 | 42
| Cable Gland M20x1.5/12mm, 5.0-11.0mm, MsNi/NBR, IP68 |  |  |  | 265207SP | [13 empty] | 95 | 95
| Cable Gland M20x1.5/6mm, 10-14mm, MsNi/PA/NBR, IP68 |  |  |  | 265208SP | [13 empty] | 95 | 95
| Conduit Fitting M20x1.5mm, 1/2in, Ms/Ni |  |  |  | 265240SP | [13 empty] | 83 | 83
| Conduit Fitting M20x1.5mm, M16, Ms/Ni |  |  |  | 265243SP | [13 empty] | 63 | 63
| GMI D5014S Repeater PSU 1ch, SIL3, HART, 18...30VDC, 2.5kV, DIN-Rail Japan |  |  |  | 269756 | [13 empty] | 471 | 471
| GMI D5014D Repeater PSU 2ch, SIL3, HART, 18...30VDC, 2.5kV, DIN-Rail Japan |  |  |  | 269757 | [13 empty] | 746 | 746
| Repeater Power Supply 1ch, SIL3, HART, 18...30VDC, 2.5kV, DIN-Rail |  |  |  | 272886SP | [13 empty] | 630 | 630
| Repeater Power Supply 2ch, SIL3, HART, 18...30VDC, 2.5kV, DIN-Rail |  |  |  | 272887SP | [13 empty] | 1062 | 1062
| 4PROBESETSP For HMP4 and HMT370EX. |  |  |  | 4PROBESETSP | [13 empty] | 19 | 19
| Ball Valve ISO1/2 with Welding Joint |  |  |  | BALLVALVE-1 | [13 empty] | 256 | 256
| PPS Plastic Grid Filter |  |  |  | DRW010276SP | [13 empty] | 42 | 42
| Metal Coated PPS Grid Filter with Stainless Steel Mesh, Female Thread |  |  |  | DRW010281SP | [13 empty] | 42 | 42
| Fitting Body Iso1/2 Solid Structure |  |  |  | DRW212076SP | [13 empty] | 108 | 108
| Backplate for HMT370EX HMT360 Mounting Compatible |  |  |  | DRW253246SP | [13 empty] | 53 | 53
| Manual Press |  |  |  | HM36854SP | [13 empty] | 69 | 69
| Sintered Stainless Steel Filter, Female Thread |  |  |  | HM47280SP | [13 empty] | 87 | 87
| Stainless Steel Filter |  |  |  | HM47453SP | [13 empty] | 123 | 123
| Cable Gland M20x1.5 with Split Seal |  |  |  | HMP247CG | [13 empty] | 93 | 93
| Swagelok for 12mm Probe 3/8" ISO Thread |  |  |  | SWG12ISO38 | [13 empty] | 113 | 113
| Swagelok for 12mm Probe 1/2" NPT Thread |  |  |  | SWG12NPT12 | [13 empty] | 113 | 113
| Indigo-compatible USB Adapter |  |  |  | USB2 | [13 empty] | 157 | 157
| Service |  |  |  | item code
| Services for HMT371 |  |  |  | HMT371SERVICES
| Services for HMT373 |  |  |  | HMT373SERVICES
| Services for HMT374 |  |  |  | HMT374SERVICES
| Services for HMT375 |  |  |  | HMT375SERVICES
| Services for HMT377 |  |  |  | HMT377SERVICES
| Services for HMT378 |  |  |  | HMT378SERVICES
0
1
3
4
5
7
8
F
H
1
2
4
5
8
9
B
0
1
2
3
4
5
6
7
A
B
C
D
E
F
G
H
J
K
L
M
N
P
R
S
T
U
V
W
Y
Z
0
1
2
3
4
5
6
B
C
D
E
F
G
H
J
K
L
M
N
A
B
1
2
J
A
B
C
D
E
H
J
L
M
N
P
R
S
X
A
B
C
D
E
H
J
L
M
N
P
R
S
X
0
1
2
3
4
5
6
7
8
A
B
C
D
H
J
N
N

## HMT330MIK
[13 empty] | Select grey column and press delete to clear selections => |  |  | TRUE
TRUE
|  |  | Price valid from: 2025-04-23 |  | Back to Index | [10 empty] | FALSE
1 AND 2 OR 3
HMT330MIK
Meteorological Installation Kit | [11 empty] | 0%
|  |  |  | Sparepart | Not valid Configuration | 1 | 2 | 3 | 4 | 5 | List Price (CAD) | Discounted
| Meteorological Installation Kit |  |  |  | HMT330MIK | [5 empty] | 0 | 0 | Status | Selected | 0 | 0 | 0 | 0 | 0 | 0 | 0 | 0 | 0 | 0 | 0 | 0 | 0 | 0 | 0
1 | Support bar & shield for warmed Td probe |  | No Crossarm or Wind Transmitter |  |  | 0 | [6 empty] | 0 |  | 0 | -1
|  | • | Support bar for heated RH probe or Td probe |  |  | 1 |  |  |  |  | 1517 | 1517 | 0 |  | -1 | 0
2 | Support bar and radiation shield |  | No Sensor |  |  |  | A | [5 empty] | 0 |  |  |  | 0 | -1 | -1 | -1 | -1
|  | • | Support bar and DTR502 for additional T probe |  |  |  | B |  |  |  | 1341 | 1341 | 0 |  |  |  | -1 | 0 | -1 | -1 | -1
|  | • | Support bar and DTR13 for T probe |  |  |  | C |  |  |  | 2407 | 2407 | 0 |  |  |  | -1 | -1 | 0 | -1 | -1
|  | • | Support bar and DTR502 for RH/Td probe |  |  |  | D |  |  |  | 1341 | 1341 | 0 |  |  |  | -1 | -1 | -1 | 0 | -1
|  | • | Support bar with DTR13 shield for non-warmed RH/Td probe, or additional T-probe |  |  |  | E |  |  |  | 2407 | 2407 | 0 |  |  |  | -1 | -1 | -1 | -1 | 0
3 | Support bar mounting plate |  | No Accessories |  |  |  |  | 0 |  |  |  |  | 0 | [8 empty] | 0 | -1
|  | • | Pole mounting plate for HMT330MIK support bars |  |  |  |  | 1 |  |  | 256 | 256 | 0 | [8 empty] | -1 | 0
4 | Transmitter mounting plate |  | No Accessories | [5 empty] | A |  |  |  | 0 | [10 empty] | 0 | -1 | -1
|  | • | Support Bar Mounting for MIK transmitter | [5 empty] | B |  | 236 | 236 | 0 | [10 empty] | -1 | 0 | -1
|  | • | Mik Transmitter Mounting plate for pole assembly | [5 empty] | C |  | 236 | 236 | 0 | [10 empty] | -1 | -1 | 0
5 | Static Pressure Head |  | No Pressure Port | [6 empty] | 0 |  |  | 0 | [13 empty] | 0 | -1
|  | • | Static pressure head SPH10-1 | [6 empty] | 1 | 677 | 677 | 0 | [13 empty] | -1 | 0
[5 empty] | HMT330MIK | [5 empty] | 0 | 0 | 0
Note: |  | Selections in bold are included in the prices of the basic versions.
| • | Selections in italic are available at an extra price.
Links: |  | User guide
Datasheet
Technical drawing
Services (online store)
0
1
A
B
C
D
E
0
1
A
B
C
0
1

## HMT330
Select grey cells and press delete to clear selections =>
|  |  |  | Price valid from: 2025-04-23 |  | Back to Index
HMT330
| Premium Humidity and Temperature Transmitter with metal enclosure | [29 empty] | 0%
[5 empty] | Sparepart | No configuration checking! | 1 | 2 | 3 | 4 | 5 | 6 | 7 | 8 | 9 | 10 | 11 | 12 | 13 | 14 | 15 | 16 | 17 | 18 | 19 | 20 | 21 | 22 | 23 | List Price (CAD) | Discounted | Item code
|  | Premium Humidity and Temperature Transmitter with metal enclosure |  |  |  | HMT330 | [23 empty] | 0 | 0 | bar: 1 to 2; 23
hardware | 1 | Transmitter Type | • | HMT331 Transmitter for Wall Mounting (-40...+60 °C) (-40...140 °F) | [25 empty] | 2489 | 2489 | bar: 1 to 2
|  |  | • | HMT332 Transmitter for pressurized processes with flange |  |  | 1: 2 | 4038 | 4038
|  |  | • | HMT333 with Remote General Purpose Probe (-40...+80/120 °C) |  |  | 1: 3 | 2750 | 2750
|  |  | • | HMT334 for High Pressure up to 100 bar and vacuum conditions |  |  | 1: 4 | 4585 | 4585
|  |  | • | HMT335 for Flange Installations (-40..+180 °C) |  |  | 1: 5 | 3808 | 3808
|  |  | • | HMT337 for high humidity (warmed probe option) |  |  | 1: 7 | 3628 | 3628
|  |  | • | HMT338 with Adjustable Insertion Depth in Pressurized Lines |  |  | 1: 8 | 4303 | 4303
| → Expand | Probe Cables |  | None |  |  | 2: 0
|  |  | • | HMP308 Probe (max insertion depth 371mm / 14.6 in) with 2m (6 ft) FEP Cable | [25 empty] | 236 | 236 | bar: 2
|  |  | • | HMP308 Probe (max insertion depth 371mm / 14.6 in) with 5m (16ft) FEP Cable |  |  | 2: 2 | 582 | 582
|  |  | • | HMP308 Probe (max insertion depth 371mm / 14.6 in) with 10m (32 ft) FEP Cable |  |  | 2: 3 | 1012 | 1012
|  |  | • | HMP303 Probe with 2m Cable (+120°C) |  |  | 2: 4 | 471 | 471
|  |  | • | HMP303 Probe with 5m Cable (+120°C) |  |  | 2: 5 | 813 | 813
|  |  | • | HMP303 Probe with 10m Cable (+120°C) |  |  | 2: 6 | 1242 | 1242
|  |  |  | HMP307 Probe with 0.57m Cable (+180°C) |  |  | 2: 7
|  |  |  | HMP303 Probe (0.25m,Semi-Ass.) +80°C |  |  | 2: 8
|  |  | • | HMP308 Probe (max insertion depth 371mm / 14.6 in) with 20m (64 ft) FEP Cable |  |  | 2: 9 | 1423 | 1423
HMP301 Probe for Wall Mount | bar: 1 to 2
HMP302 Probe with 2m Cable (+180°C) | bar: 2
|  |  | • | HMP302 Probe with 5m Cable (+180°C) | [25 empty] | 350 | 350 | bar: 1 to 2
|  |  | • | HMP302 Probe with 10m Cable (+180°C) | [25 empty] | 776 | 776 | bar: 2
HMP303 Probe with 2m Cable | bar: 1 to 2
|  |  | • | HMP303 Probe with 5m Cable | [25 empty] | 336 | 336 | bar: 2
|  |  | • | HMP303 Probe with 10m Cable | [25 empty] | 704 | 704 | bar: 1 to 2
HMP304 Probe with 2m (6ft) FEP Cable | bar: 2
|  |  | • | HMP304 Probe with 5m (15ft) FEP Cable | [25 empty] | 346 | 346 | bar: 1 to 2
|  |  | • | HMP304 Probe with 10m (16ft) FEP Cable | [25 empty] | 771 | 771 | bar: 2
HMP305 Probe with 2m Cable (+180°C, 0-10Mpa) | bar: 1 to 2
|  |  | • | HMP305 Probe with 5m Cable (+180°C, 0-10Mpa) | [25 empty] | 346 | 346 | bar: 2
|  |  | • | HMP305 Probe with 10m Cable (+180°C, 0-10Mpa) | [25 empty] | 771 | 771 | bar: 1 to 2
|  |  | • | HMP305 Probe with 15m Cable (+180°C, 0-10Mpa) | [25 empty] | 1169 | 1169 | bar: 2
|  |  | • | HMP303 Probe with 20m Cable | [25 empty] | 985 | 985 | bar: 1 to 2
|  |  | • | HMP307 Probe with 20m Cable (+180°C) | [25 empty] | 1423 | 1423 | bar: 2
HMP307 Probe with 2m Cable (+180°C) | bar: 1 to 2
|  |  | • | HMP307 Probe with 5m Cable (+180°C) | [25 empty] | 346 | 346 | bar: 2
|  |  | • | HMP307 Probe with 10m Cable (+180°C) | [25 empty] | 771 | 771 | bar: 1 to 2
HMP308 Probe (max insertion depth 149mm / 5.9 in) with 2m (6 ft) FEP Cable | bar: 2
|  |  | • | HMP308 Probe (max insertion depth 149mm / 5.9 in) with 5m (16ft) FEP Cable | [25 empty] | 346 | 346 | bar: 1 to 2
|  |  | • | HMP308 Probe (max insertion depth 149mm / 5.9 in) with 10m (32 ft) FEP Cable | [25 empty] | 771 | 771 | bar: 2
HMP303 Probe with 1m cable (120°C) | bar: 1 to 2
HMP301 Stainless Steel Probe for Wall Mount | bar: 2
| 3 | Additional Temperature Probe |  | No Temperature Probe |  |  | 3: 0
|  |  | • | Temperature probe, 2m, -70..+180°C, 1/4 DIN Class B | [25 empty] | 331 | 331 | bar: 3
|  |  | • | Temperature probe, 5m, -70..+180°C, 1/4 DIN Class B |  |  | 3: 2 | 380 | 380
|  |  | • | Temperature probe, 10m, -70..+180°C, 1/4 DIN Class B |  |  | 3: 3 | 558 | 558
|  |  | • | Temperature probe, 20m, -70..+180°C, 1/4 DIN Class B |  |  | 3: 7 | 751 | 751
Sealed Cable Gland M12x1,5 HSK-M-EMV-D | bar: 3
settings | 4 | Calculations | • | aw+T+ppm for Specific Transformer Oil Type |  |  | 4: 6 | 471 | 471
Non-warmed probe, parameters RH+T+Td+a+Tw+x+h+pws available | bar: 4
Warmed Humidity Probe, parameters available include Td+Tdf+x+pw | bar: 1 to 4
RH+T+Td+a+Tw+x+h+pws, with warmed RH probe +T probe | bar: 4
Water Activity (aw) and Temperature (T) for General Use | bar: 1 to 4
aw+T+ppm for Mineral Transformer Oil | bar: 4
hardware | 5 | Display |  | Cover without Display |  |  | 5: 0
|  |  | • | Display Cover | [25 empty] | 471 | 471 | bar: 5
| 6 | Power Supply |  | Standard power supply, 10...35 VDC 24 VAC |  |  | 6: 0
|  |  | • | Power supply with galvanic isolation, 10...35 VDC 24 VAC | [25 empty] | 137 | 137 | bar: 6
|  |  | • | Internal AC-power (110....240 VAC) |  |  | 6: 2 | 452 | 452
|  |  | • | Power Supply Module (100-240 VAC) with US Power Cord |  |  | 6: 3 | 471 | 471
|  |  | • | Power Supply Module with EUR-Power Cord |  |  | 6: 4 | 461 | 461
|  |  | • | Power Supply Module with UK-Power Cord |  |  | 6: 5 | 471 | 471
|  |  | • | Power Supply Module with AUS-Power Cord |  |  | 6: 6 | 461 | 461
|  |  | • | 10...35 Vdc with DCDC-1 for High Pressures |  |  | 6: 7 | 137 | 137
|  |  | • | 24...35 Vdc with Jumper for High Pressures |  |  | 6: 8 | 137 | 137
|  |  | • | Mi70usadapter For HMT330 PF |  |  | 6: 9 | 126 | 126
settings | 7 | Signal Output |  | 4...20mA | bar: 1 to 3; 5 to 7
|  |  |  | 0...20mA |  |  | 7: 2
|  |  |  | 0...1V |  |  | 7: 3
|  |  |  | 0...5V |  |  | 7: 4
|  |  |  | 0...10V |  |  | 7: 5
| 8 | Analog Output Signals for CH1 |  | RH 0...100%RH | bar: 1 to 3; 5 to 6; 8
T (range selected separately) | bar: 8
Channel 1 Td (-20...+100C) | bar: 1 to 3; 5 to 6; 8
Channel 1 Tdf (-20...+100C) | bar: 8
Channel 1 a (0...600g/m3) | bar: 1 to 3; 5 to 6; 8
Channel 1 Tw (0...+100C) | bar: 8
x 0...500 g/kg (0...3500 gr/lb) | bar: 1 to 3; 5 to 6; 8
h -40....+1500 kj/kg (-9.5...+652.6 Btu/lb) | bar: 8
ppm 0...5000 | bar: 1 to 3; 5 to 6; 8
pw 0...1000 hPa (0…14.5 psi) | bar: 8
pws 0...1000 hPa (0…14.5 psi) | bar: 1 to 3; 5 to 6; 8
Channel 1 dT(-10...+50C) | bar: 8
Channel 1 Td (-45...+75ºC) | bar: 1 to 3; 5 to 6; 8
Special parameter and scale, please specify: | bar: 8
| 9 | Analog Output Signals for CH2 |  | RH 0...100%RH | bar: 1 to 3; 5 to 6; 9
T (range selected separately) | bar: 9
Channel 2 Td (-20...100C) | bar: 1 to 3; 5 to 6; 9
Channel 2 Tdf (-20...100C) | bar: 9
Channel 2 a (0...600g/m3) | bar: 1 to 3; 5 to 6; 9
Tw +0...+100 °C (+32...+212°F) | bar: 9
x 0...500 g/kg (0...3500 gr/lb) | bar: 1 to 3; 5 to 6; 9
h -40....+1500 kj/kg (-9.5...+652.6 Btu/lb) | bar: 9
ppm 0...5000 | bar: 1 to 3; 5 to 6; 9
pw 0...1000 hPa (0…14.5 psi) | bar: 9
pws 0...1000 hPa (0…14.5 psi) | bar: 1 to 3; 5 to 6; 9
Channel 2 dT(-10...+50C) | bar: 9
Channel 2 Td (-45...+75ºC) | bar: 1 to 3; 5 to 6; 9
Special parameter and scale, please specify: | bar: 9
| 10 | Analog Output Signals for CH3 |  | No Analog Outputs | bar: 1 to 3; 5 to 6; 10
Channel 3 RH (0...100%RH) | bar: 10
Channel 3 T (Temperature Range) | bar: 1 to 3; 5 to 6; 10
Channel 3 Td (-20...100C) | bar: 10
Channel 3 Tdf (-20...100C) | bar: 1 to 3; 5 to 6; 10
Channel 3 a (0...600g/m3) | bar: 10
Channel 3 Tw (0...+100C) | bar: 1 to 3; 5 to 6; 10
Channel 3 x (0...500g/kg d.a.) | bar: 10
Channel 3 h (-40..1500kJ/kg) | bar: 1 to 3; 5 to 6; 10
Channel 3 ppm (0...5000) | bar: 10
Channel 3 pw (0...1000 hPa) | bar: 1 to 3; 5 to 6; 10
Channel 3 pws (hPa) (psi) | bar: 10
Channel 3 dT(-10...+50C) | bar: 1 to 3; 5 to 6; 10
Channel 3 Td (-45...+75ºC) | bar: 10
Channel 3 Special | bar: 1 to 3; 5 to 6; 10
| 11 | Analog Output Range for Temperature |  | No T-Range | bar: 1 to 3; 5 to 6; 11
T -40...+60 °C (-40...+140 °F) | bar: 11
Temperature Range T -40...+80 °C (-40...+176°F) | bar: 1 to 3; 5 to 6; 11
Temperature Range -40...+120C | bar: 11
T -40...+180 °C (-40...+356 °F) | bar: 1 to 3; 5 to 6; 11
T -20...+60°C (-4...+140 °F) | bar: 11
T -20...+80 °C (-4...+176 °F) | bar: 1 to 3; 5 to 6; 11
T -20...+120 °C (-4...+248 °F) | bar: 11
Temperature Range -20...+180C | bar: 1 to 3; 5 to 6; 11
T 0...+60 °C (+32...+140 °F) | bar: 11
T 0...+100 °C (+32...+ 212 °F) | bar: 1 to 3; 5 to 6; 11
T 0...+120 °C (+32...+248 °F) | bar: 11
Temperature Range 0...+180C | bar: 1 to 3; 5 to 6; 11
Temperature Range -60...+60C, MET | bar: 11
Temperature Range -2...+43 ºC | bar: 1 to 3; 5 to 6; 11
T Special range, please specify: | bar: 11
| 12 | Output Units |  | Metric Units | bar: 1 to 3; 5 to 6; 12
|  |  |  | Non Metric Units |  |  | 12: 2
hardware | 13 | Option for Module Slot 1 |  | No Module |  |  | 13: 0
|  |  | • | Relay Module | [25 empty] | 422 | 422 | bar: 13
|  |  | • | RS-485 Interface with Galvanic Isolation (Serial ASCII, Modbus RTU) |  |  | 13: 2 | 338 | 338
|  |  | • | Data Logger Module |  |  | 13: 6 | 834 | 834
| 14 | Option for Module Slot 2 |  | No Module |  |  | 14: 0
|  |  | • | Relay Module | [25 empty] | 422 | 422 | bar: 14
|  |  | • | Analog Output Module |  |  | 14: 3 | 338 | 338
|  |  | • | Logger-1 Module |  |  | 14: 6 | 834 | 834
| 15 | Cable Bushings |  | Cable Gland, Metal, EMC M20x1.5/6mm, 8.0 - 11.0mm, Ms/Ni/TPE/NBR, IP68 | bar: 1 to 2; 4; 7 to 12; 15
Conduit fitting NPT1/2 | bar: 15
|  |  | • | Connection Cable Set | [25 empty] | 142 | 142 | bar: 1 to 2; 4; 7 to 12; 15
|  |  | • | 8-Pin Connector Set | [25 empty] | 147 | 147 | bar: 15
D9 female connector with assembly parts | bar: 1 to 2; 4; 7 to 12; 15
Cable Glands with plugs (2+2) | bar: 15
|  |  | • | Cable Gland + Conduit Fi for HMT330pf | [25 empty] | 111 | 111 | bar: 1 to 2; 4; 7 to 12; 15
D9 female connector DMT340 / HMT330 RS-232 user port interface | bar: 15
|  |  | • | Cable Gland M20x1.5 for 11...14mm Cable | [25 empty] | 26 | 26 | bar: 1 to 2; 4; 7 to 12; 15
accessory | 16 | Transmitter Installation |  | No Installation Kit |  |  | 16: 0
|  |  | • | Wall Mounting Kit | [25 empty] | 173 | 173 | bar: 16
|  |  | • | Installation Kit for Pole or Pipeline |  |  | 16: 2 | 224 | 224
|  |  | • | Outdoor Installation kit (Weather shield) | TMT130 |  | 16: 3 | 236 | 236
|  |  | • | DIN Rail Clips with Installation Plate |  |  | 16: 4 | 195 | 195
|  |  | • | Wall Mounting Kit with Probe Holder |  |  | 16: 5 | 173 | 173
hardware | 17 | Humidity Sensor |  | HUMICAP180 General purpose | bar: 1 to 2; 4; 7 to 12; 16 to 17
|  |  |  | HUMICAP180L2 |  |  | 17: 2
|  |  | • | HUMICAP180C Composite sensor |  |  | 17: 3 | 53 | 53
|  |  | • | HUMICAP180C with chemical purge function |  |  | 17: 4 | 53 | 53
|  |  | • | HUMICAP180C Heated composite sensor |  |  | 17: 5 | 1450 | 1450
|  |  | • | HUMICAP180C Heated composite sensor with chemical purge |  |  | 17: 6 | 1450 | 1450
HUMICAP180R General purpose and high chemical concentrations | bar: 1 to 2; 4; 7 to 12; 16 to 17
|  |  | • | HUMICAP180RC Composite sensor | [25 empty] | 53 | 53 | bar: 17
|  |  | • | HUMICAP180RC with chemical purge function | [25 empty] | 53 | 53 | bar: 1 to 2; 4; 7 to 12; 16 to 17
|  |  | • | HUMICAP180RC Heated chemical tolerant composite sensor | [25 empty] | 1450 | 1450 | bar: 17
|  |  | • | HUMICAP180RC Heated composite sensor with chemical purge | [25 empty] | 1450 | 1450 | bar: 1 to 2; 4; 7 to 12; 16 to 17
|  |  | • | HUMICAP180RC Heated composite sensor for fuel cell applications | [25 empty] | 1450 | 1450 | bar: 17
|  |  | • | HUMICAP180RC Special Settings | [25 empty] | 1450 | 1450 | bar: 1 to 2; 4; 7 to 12; 16 to 17
|  |  | • | HUMICAP180C Special Settings | [25 empty] | 1450 | 1450 | bar: 17
|  |  | • | Catalytic Humicap Sensor chemical purge default HUMICAP180VC | [25 empty] | 108 | 108 | bar: 1 to 2; 4; 7 to 12; 16 to 17
|  |  | • | Heated catalytic Humicap Sensor with chemical purge default HUMICAP180VC | [25 empty] | 1500 | 1500 | bar: 17
|  |  | • | HUMICAP180RC Heated composite sensor with purge and XHEAT on | [25 empty] | 1393 | 1393 | bar: 1 to 2; 4; 7 to 12; 16 to 17
| 18 | Sensor Protection |  | DRW010281 PPS Grid with steel Netting | bar: 1 to 2; 4; 7 to 12; 16; 18
DRW010276 Filter Grid | bar: 18
SST Sintered Filter | bar: 1 to 2; 4; 7 to 12; 16; 18
Stainless Steel Filter HM47453 | bar: 18
Stainless Steel Filter with Membrane | bar: 1 to 2; 4; 7 to 12; 16; 18
Stainless Steel Filter for high flow | bar: 18
accessory | → Expand | Installation Kit for Probe | • | Warmed Probe Accessory For HMT337+ Additional T | [25 empty] | 451 | 451 | bar: 1 to 15; 17 to 19
|  |  | • | Fittings ISO1/2+NPT1/2 for HMT330pf |  |  | 19: 2 | 259 | 259
No Installation Kit | bar: 1 to 15; 17 to 19
|  |  | • | Sampling Cell for Probe with Flange | [25 empty] | 299 | 299 | bar: 19
|  |  | • | Duct Installation Kit For 12mm Probe 210697 | [25 empty] | 137 | 137 | bar: 1 to 15; 17 to 19
|  |  | • | Cable Gland M20x1.5 with Split Seal | [25 empty] | 93 | 93 | bar: 19
Fitting Body M22x1.5 | bar: 1 to 15; 17 to 19
Fitting Body NPT1/2 | bar: 19
|  |  | • | Mounting Flange for 13.5mm Diameter Probe | [25 empty] | 153 | 153 | bar: 1 to 15; 17 to 19
|  |  | • | Thread Bar Set Installation Kit | [25 empty] | 902 | 902 | bar: 19
|  |  | • | Swagelok for 12mm Probe 1/2" NPT Thread | [25 empty] | 113 | 113 | bar: 1 to 15; 17 to 19
|  |  | • | Swagelok for 12mm Probe 3/8" ISO Thread | [25 empty] | 113 | 113 | bar: 19
|  |  | • | Ball Valve ISO1/2 with Welding Joint | [25 empty] | 256 | 256 | bar: 1 to 15; 17 to 19
Fitting Body NPT1/2 with No Leak Srew | bar: 19
|  |  | • | 2 x Duct installation kit for HMT337 and T-probe | [25 empty] | 333 | 333 | bar: 1 to 15; 17 to 19
|  |  | • | 2 x Swageloc NPT (6&12mm) for HMT337 and T-probe | [25 empty] | 226 | 226 | bar: 19
|  |  | • | 2 x Swageloc ISO (6&12mm) for HMT337 and T-probe | [25 empty] | 226 | 226 | bar: 1 to 15; 17 to 19
|  |  | • | Duct Installation Kit for Temperature Probe | [25 empty] | 195 | 195 | bar: 19
|  |  | • | Swagelok for 6mm probe 1/8" NPT Thread | [25 empty] | 113 | 113 | bar: 1 to 15; 17 to 19
|  |  | • | Swagelok for 6mm probe 1/8" ISO Thread | [25 empty] | 113 | 113 | bar: 19
Fitting Body ISO1/2 with No Leak Srew | bar: 1 to 15; 17 to 19
|  |  | • | Swagelok for 12mm Probe 1/2" ISO Thread | [25 empty] | 167 | 167 | bar: 19
|  |  | • | Swagelok for 6mm Probe 1/2" ISO Thread | [25 empty] | 226 | 226 | bar: 1 to 15; 17 to 19
| 20 | Operating Manual Language | • | Japanese language manual with certificates & traceability document |  |  | 20: 4 | 346 | 346
No User's Guide | bar: 20
English User´s Guide HMT330 | bar: 1 to 15; 17 to 18; 20
German User´s Guide HMT330 | bar: 20
French User´s Guide HMT330 | bar: 1 to 15; 17 to 18; 20
Finnish User´s Guide HMT330 | bar: 20
Swedish User´s Guide HMT330 | bar: 1 to 15; 17 to 18; 20
Spanish User´s Guide HMT330 | bar: 20
Japanese User´s Guide HMT330 | bar: 1 to 15; 17 to 18; 20
Russian User´s Guide HMT330 | bar: 20
Chinese User's Guide HMT330 | bar: 1 to 15; 17 to 18; 20
| 21 | PC Accessories |  | No Accessories | bar: 1 to 15; 17 to 18; 21
|  |  | • | Connection cable for MI70LINK PC Software, RS232 Serial Cable with D9 Female Connector | [25 empty] | 153 | 153 | bar: 21
|  |  | • | USB Service Cable, RJ45 | [25 empty] | 163 | 163 | bar: 1 to 15; 17 to 18; 21
| 22 | Calibration |  | ISO9001 Compliant Factory Calibration. No Calibration Contract | bar: 1 to 15; 17 to 18; 22
Special Calibration | bar: 22
| 23 | Additional Maintenance |  | No Maintenance Contract | [29 empty] | TRUE | bar: 1 to 15; 17 to 18; 23
[6 empty] | HMT330 | [23 empty] | 0 | 0 | bar: 1
| Note: |  | Selections in bold are included in the prices of the basic versions.
|  | • | Selections in italic are available at an extra price.
| Links: |  | User guide
Datasheet
Technical drawing
Vaisala.com product page
Services (online store)
| accessory |  |  |  | item code
| PT100 Sensor |  |  |  | 10429SP | [24 empty] | 60 | 60
| Vaisala INTERCAP® Humidity Sensor (1 pc) |  |  |  | 15778HM | [24 empty] | 106 | 106
| Fitting Body M22x1.5 |  |  |  | 17223SP | [24 empty] | 108 | 108
| Fitting Body NPT1/2 |  |  |  | 17225SP | [24 empty] | 108 | 108
| Pressure Fitting ISO 1/2 to NPT 1/2 |  |  |  | 210662SP | [24 empty] | 60 | 60
| Duct Installation Kit For 12mm Probe 210697 |  |  |  | 210697 | [24 empty] | 137 | 137
| Calibration Adapter for HMK15 |  |  |  | 211302SP | [24 empty] | 35 | 35
| MI70 Connection Cable for HMT/DMT/MMT/PTB330 and HMT120/130-series |  |  |  | 211339 | [24 empty] | 101 | 101
| M12 Connection cable 5M |  |  |  | 212142 | [24 empty] | 118 | 118
| Connector 8 Pin M12 with Screw Terminals |  |  |  | 212416SP | [24 empty] | 146 | 146
| Dummy Plug M20x1.5 |  |  |  | 214672SP | [24 empty] | 31 | 31
| Cable Gland M20x1.5 for 8...11mm Cable |  |  |  | 214728SP | [24 empty] | 44 | 44
| Cable Gland M20x1.5 for 11...14mm Cable |  |  |  | 214729 | [24 empty] | 26 | 26
| Conduit Fitting M20x1.5 for NPT1/2 Conduit |  |  |  | 214780SP | [24 empty] | 62 | 62
| Male Connector 8 pin M12 with Cable and Adapter |  |  |  | 214806SP | [24 empty] | 60 | 60
| Wall Mounting Kit |  |  |  | 214829 | [24 empty] | 173 | 173
| Stainless Steel Filter with Membrane |  |  |  | 214848SP | [24 empty] | 87 | 87
| Connection cable for MI70LINK PC Software, RS232 Serial Cable with D9 Female Connector |  |  |  | 215005 | [24 empty] | 153 | 153
| Plate with DIN Rail Clip Installation Plate |  |  |  | 215094SP | [24 empty] | 189 | 189
| Installation Kit for Pole or Pipeline |  |  |  | 215108 | [24 empty] | 224 | 224
| Outdoor Installation kit (Weather shield) |  |  |  | 215109 | [24 empty] | 236 | 236
| Panel Mounting frame |  |  |  | 216038 | [24 empty] | 41 | 41
| Calibration Adapter (short) for HMK15 |  |  |  | 218377SP | [24 empty] | 35 | 35
| Plug Kit Plug G 1/2 with Seal |  |  |  | 218773 | [24 empty] | 60 | 60
| USB Service Cable, RJ45 |  |  |  | 219685 | [24 empty] | 163 | 163
| Wall Mounting Kit with Probe Holder |  |  |  | 226252 | [24 empty] | 173 | 173
| Spare Part Kit HMT330 Installation |  |  |  | 239555 | [24 empty] | 96 | 96
| Analog Output Module |  |  |  | AOUT-1 | [24 empty] | 288 | 288
| Power Supply Module with AC Cord, AUS |  |  |  | AUSPOWER-1SP | [24 empty] | 456 | 456
| Ball Valve ISO1/2 with Welding Joint |  |  |  | BALLVALVE-1 | [24 empty] | 256 | 256
| Galvanic Isolation Module |  |  |  | DCDC-1 | [24 empty] | 118 | 118
| PPS Plastic Grid Filter |  |  |  | DRW010276SP | [24 empty] | 42 | 42
| Metal Coated PPS Grid Filter with Stainless Steel Mesh, Female Thread |  |  |  | DRW010281SP | [24 empty] | 42 | 42
| Fitting Body Iso1/2 Solid Structure |  |  |  | DRW212076SP | [24 empty] | 108 | 108
| Power Supply Module with AC Cord, EUR |  |  |  | EURPOWER-1SP | [24 empty] | 456 | 456
| Manual Press |  |  |  | HM36854SP | [24 empty] | 69 | 69
| Sintered Stainless Steel Filter, Female Thread |  |  |  | HM47280SP | [24 empty] | 87 | 87
| Stainless Steel Filter |  |  |  | HM47453SP | [24 empty] | 123 | 123
| Cable Gland M20x1.5 with Split Seal |  |  |  | HMP247CG | [24 empty] | 93 | 93
| Warmed Probe Accessory For HMT337+ Additional T |  |  |  | HMT330WPA | [24 empty] | 451 | 451
| HUMICAP180R |  |  |  | HUMICAP180R | [24 empty] | 223 | 223
| Fitting Body Set Npt 1/2 |  |  |  | NPTFITBODASP | [24 empty] | 108 | 108
| Power Supply Module |  |  |  | POWER-1 | [24 empty] | 439 | 439
| Relay Module |  |  |  | RELAY-1 | [24 empty] | 358 | 358
| RS485 Module |  |  |  | RS485-1 | [24 empty] | 288 | 288
| Swagelok for 12mm Probe 1/2" ISO Thread |  |  |  | SWG12ISO12 | [24 empty] | 167 | 167
| Swagelok for 12mm Probe 3/8" ISO Thread |  |  |  | SWG12ISO38 | [24 empty] | 113 | 113
| Swagelok for 12mm Probe 1/2" NPT Thread |  |  |  | SWG12NPT12 | [24 empty] | 113 | 113
| 2 x Swageloc ISO (6&12mm) for HMT337 and T-probe |  |  |  | SWG6ISO12HMT337ANDT | [24 empty] | 226 | 226
| Swagelok for 6mm probe 1/8" ISO Thread |  |  |  | SWG6ISO18 | [24 empty] | 113 | 113
| Swagelok for 6mm probe 1/8" NPT Thread |  |  |  | SWG6NPT18 | [24 empty] | 113 | 113
| Power Supply Module with AC Cord, UK |  |  |  | UKPOWER-1SP | [24 empty] | 456 | 456
| Power Supply Module with AC Cord, US |  |  |  | USPOWER-1SP | [24 empty] | 448 | 448
| Service |  |  |  | item code
| Services for HMT331 |  |  |  | HMT331SERVICES
| Services for HMT333 |  |  |  | HMT333SERVICES
| Services for HMT334 |  |  |  | HMT334SERVICES
| Services for HMT335 |  |  |  | HMT335SERVICES
| Services for HMT337 |  |  |  | HMT337SERVICES
| Services for HMT338 |  |  |  | HMT338SERVICES
1
2
3
4
5
7
8
0
1
2
3
4
5
6
7
8
9
A
B
C
D
E
F
G
H
J
K
L
M
N
P
Q
R
S
T
U
V
W
X
Y
Z
0
1
2
3
7
A
6
B
C
D
E
F
0
1
0
1
2
3
4
5
6
7
8
9
1
2
3
4
5
B
C
D
E
F
G
H
J
K
L
M
N
P
X
B
C
D
E
F
G
H
J
K
L
M
N
P
X
A
B
C
D
E
F
G
H
J
K
L
M
N
P
X
A
B
C
D
E
F
G
H
J
K
L
M
N
P
Q
X
1
2
0
1
2
6
0
1
3
6
A
B
C
D
E
F
G
H
J
0
1
2
3
4
5
1
2
3
4
5
6
A
B
C
D
E
F
H
J
K
L
M
A
B
C
D
F
H
1
2
A
B
C
D
E
F
G
J
K
L
M
N
P
Q
R
S
T
U
V
Y
Z
4
A
B
C
D
E
F
G
J
K
V
A
C
D
A
X
1

## HMT310
Select grey cells and press delete to clear selections =>
|  |  |  | Price valid from: 2025-04-23 |  | Back to Index
HMT310
| Premium Humidity and Temperature Transmitter with metal enclosure | [23 empty] | 0%
[5 empty] | Sparepart | No configuration checking! | 1 | 2 | 3 | 4 | 5 | 6 | 7 | 8 | 9 | 10 | 11 | 12 | 13 | 14 | 15 | 16 | 17 | List Price (CAD) | Discounted | Item code
|  | Premium Humidity and Temperature Transmitter with metal enclosure |  |  |  | HMT310 | [17 empty] | 0 | 0 | bar: 1 to 6; 15
hardware | 1 | Probe Code | • | HMT311 Wall type transmitter | [19 empty] | 1614 | 1614 | bar: 1 to 6
|  |  | • | HMT313 for duct mounting or outdoor mounting |  |  | 1: 3 | 1792 | 1792
|  |  | • | HMT314 for High Pressure up to 100 bar and vacuum conditions |  |  | 1: 4 | 3183 | 3183
|  |  | • | HMT315 for high temperature up to 180°C |  |  | 1: 5 | 2629 | 2629
|  |  | • | HMT317 for high humidity (warmed probe optional) |  |  | 1: 7 | 2498 | 2498
|  |  | • | HMT318 for pressure up to 40 bar |  |  | 1: 8 | 2960 | 2960
|  |  | • | HMT31F for high humidity with extended heating (for fuel cell) | [19 empty] | 2563 | 2563 | bar: 1 to 6
| 2 | Transmitter Type |  | Non-warmed probe, parameters RH+T+Td+a+Tw+x+h+pws available | bar: 1 to 6
Warmed probe, parameters Td+Tdf+x available | bar: 2 to 6
| 3 | Mounting Plate |  | Standard Mounting Plate |  |  | 3: 5
|  |  |  | Mounting Plate Without Flange |  |  | 3: 6
| 4 | Power Supply |  | Standard power supply, 10...35 VDC 24 VAC | [23 empty] | TRUE | bar: 1 to 6
settings | 5 | Analog Output Signal |  | 4...20mA | bar: 1 to 6
|  |  |  | 0...20mA |  |  | 5: 2
|  |  |  | 0...5V |  |  | 5: 4
|  |  |  | 0...10V |  |  | 5: 5
1...5V | bar: 1 to 6
| 6 | Analog Output Parameters for CH1 |  | No Analog Outputs | bar: 1 to 6
RH 0...100%RH | bar: 6
T (range selected separately) | bar: 1 to 6
Td -40...+60°C (-40…140°F) | bar: 6
Tdf -40...+60 °C (-40…140°F) | bar: 1 to 6
A 0...160g/m3 (0…69.9gr/ft3) | bar: 6
X 0...160 g/kg (0…1120gr/lb) | bar: 1 to 6
Tw 0...+60 °C (+32...+140 °F) | bar: 6
ppm 0...5000 | bar: 1 to 6
pw 0...1000 hPa (0…14.5 psi) | bar: 6
pws 0...1000 hPa (0…14.5 psi) | bar: 1 to 6
h -40....+1500 kj/kg (-9.5...+652.6 Btu/lb) | bar: 6
Td -40...+100 °C (-40...212 °F) | bar: 1 to 6
Channel 1 Tdf (-40...100C) | bar: 6
A 0...500 g/m3 (0...218.5 gr/ft3) | bar: 1 to 6
x 0...500 g/kg (0...3500 gr/lb) | bar: 6
Tw +0...+100 °C (+32...+212°F) | bar: 1 to 6
x +0...+200 g/kg (+0...+1400 gr/lb) | bar: 6
Special parameter and scale, please specify: | bar: 1 to 6
| 7 | Analog Output Parameters for CH2 |  | No Analog Outputs | bar: 1 to 7
RH 0...100%RH | bar: 7
T (range selected separately) | bar: 1 to 7
Td -40...+60°C (-40…140°F) | bar: 7
Tdf -40...+60 °C (-40…140°F) | bar: 1 to 7
A 0...160g/m3 (0…69.9gr/ft3) | bar: 7
X 0...160 g/kg (0…1120gr/lb) | bar: 1 to 7
Tw 0...+60 °C (+32...+140 °F) | bar: 7
ppm 0...5000 | bar: 1 to 7
pw 0...1000 hPa (0…14.5 psi) | bar: 7
pws 0...1000 hPa (0…14.5 psi) | bar: 1 to 7
h -40....+1500 kj/kg (-9.5...+652.6 Btu/lb) | bar: 7
Td -40...+100 °C (-40...212 °F) | bar: 1 to 7
Tdf -40...+100 °C (-40…140 °F) | bar: 7
A 0...500 g/m3 (0...218.5 gr/ft3) | bar: 1 to 7
x 0...500 g/kg (0...3500 gr/lb) | bar: 7
Tw +0...+100 °C (+32...+212°F) | bar: 1 to 7
Channel 2 x (0...200g/kg d.a.) | bar: 7
Special parameter and scale, please specify: | bar: 1 to 7
| 8 | Analog Output Range for Temperature |  | No T-Range | bar: 1 to 6; 8
Temperature Range -60...+60C, MET | bar: 8
T -40...+60 °C (-40...+140 °F) | bar: 1 to 6; 8
Temperature Range -40...+120C | bar: 8
T -40...+180 °C (-40...+356 °F) | bar: 1 to 6; 8
T -20...+60°C (-4...+140 °F) | bar: 8
T -20...+80 °C (-4...+176 °F) | bar: 1 to 6; 8
T -20...+120 °C (-4...+248 °F) | bar: 8
T 0...+60 °C (+32...+140 °F) | bar: 1 to 6; 8
T 0...+100 °C (+32...+ 212 °F) | bar: 8
T 0...+120 °C (+32...+248 °F) | bar: 1 to 6; 8
Temperature Range -40...+200°C (-40...+392°F) | bar: 8
T Special range, please specify: | bar: 1 to 6; 8
| 9 | Output Units |  | Metric Units | bar: 1 to 6; 9
|  |  |  | Non Metric Units |  |  | 9: 2
hardware | 10 | Cable Connector | • | 8-Pole Connector with 5m Cable | 212142 |  | 10: 4 | 95 | 95
|  |  | • | 8-Pole Counter Connector |  |  | 10: 5 | 95 | 95
|  |  | • | 8-Pole Connector with 10m Cable | 210964SP |  | 10: 7 | 135 | 135
accessory | 11 | User's Guide |  | No User's Guide | bar: 1 to 11
User´s Guide English | bar: 11
User´s Guide German | bar: 1 to 11
User´s Guide Japan | bar: 11
hardware | → Expand | Probe Type | • | HMT313 with 2 m Cable, 80 mm probe, max +120 °C |  |  | 12: 5 | 400 | 400
|  |  | • | HMT313 with 5 m Cable, 80 mm probe, max +120 °C |  |  | 12: 6 | 691 | 691
|  |  | • | Probe with 10 m Cable, 80 mm probe, max +120°C |  |  | 12: 7 | 1060 | 1060
HMT311: No Cable, 120 mm probe, max +60 °C | bar: 12
HMT313 with 2 m Cable, 80 mm probe, max +80 °C | bar: 1 to 9; 11 to 12
|  |  | • | HMT313 with 5 m Cable, 80 mm probe, max +80 °C | [19 empty] | 286 | 286 | bar: 12
|  |  | • | HMT313 with 10 m Cable, 80 mm probe, max +80 °C | [19 empty] | 600 | 600 | bar: 1 to 9; 11 to 12
HMT314 with 2 m Cable, 160 mm probe, max 180 °C | bar: 12
|  |  | • | HMT314 with 5 m Cable, 160 mm probe, max 180 °C | [19 empty] | 296 | 296 | bar: 1 to 9; 11 to 12
|  |  | • | HMT314 with 10 m Cable, 160 mm probe, max 180 °C | [19 empty] | 659 | 659 | bar: 12
HMT315 with 2 m Cable, 240 mm probe, max 180 °C | bar: 1 to 9; 11 to 12
|  |  | • | HMT315 with 5 m Cable, 240 mm probe, max 180 °C | [19 empty] | 296 | 296 | bar: 12
|  |  | • | HMT315 with 10 m Cable, 240 mm probe, max 180 °C | [19 empty] | 659 | 659 | bar: 1 to 9; 11 to 12
HMT317 with 2 m Cable, 80 mm probe, max 180 °C | bar: 12
|  |  | • | HMT317 with 5 m Cable, 80 mm probe, max 180 °C | [19 empty] | 296 | 296 | bar: 1 to 9; 11 to 12
|  |  | • | HMT317 with 10 m Cable, 80 mm probe, max 180 °C | [19 empty] | 659 | 659 | bar: 12
HMT318 with 2 m Cable, 178 mm probe, max 180 °C | bar: 1 to 9; 11 to 12
|  |  | • | HMT318 with 5 m Cable, 178 mm probe, max 180 °C | [19 empty] | 296 | 296 | bar: 12
|  |  | • | HMT318 with 10 m Cable, 178 mm probe, max 180 °C | [19 empty] | 659 | 659 | bar: 1 to 9; 11 to 12
|  |  | • | HMT318 with 2 m Cable, 400 mm probe, max 180 °C | [19 empty] | 199 | 199 | bar: 12
|  |  | • | HMT318 with 5 m Cable, 400 mm probe, max 180 °C | [19 empty] | 496 | 496 | bar: 1 to 9; 11 to 12
|  |  | • | HMT318 with 10 m Cable, 400 mm probe, max 180 °C | [19 empty] | 860 | 860 | bar: 12
| 13 | Humidity Sensor Type |  | HUMICAP180 General Purpose Sensor | bar: 1 to 9; 11; 13
|  |  | • | HUMICAP180C composite sensor |  |  | 13: 3 | 46 | 46
|  |  | • | HUMICAP180C sensor with chemical purge default |  |  | 13: 5 | 46 | 46
|  |  | • | HUMICAP180C sensor For warmed HMP307 probe |  |  | 13: 6 | 46 | 46
|  |  | • | HUMICAP180C sensor with startup chemical purge, warmed HMP307 probe |  |  | 13: 8 | 46 | 46
|  |  | • | HUMICAP180C sensor with startup chemical purge |  |  | 13: 9 | 46 | 46
HUMICAP180R General Purpose Sensor (recommended) | bar: 1 to 9; 11; 13
|  |  | • | HUMICAP180RC Composite Sensor | [19 empty] | 46 | 46 | bar: 13
|  |  | • | HUMICAP180RC Composite Sensor with Chemical Purge Default | [19 empty] | 46 | 46 | bar: 1 to 9; 11; 13
|  |  | • | HUMICAP180RC Composite Sensor For warmed HMP307 probe | [19 empty] | 1188 | 1188 | bar: 13
|  |  | • | HUMICAP180RC sensor with chemical purge default, warmed HMP307 probe | [19 empty] | 1188 | 1188 | bar: 1 to 9; 11; 13
|  |  | • | HUMICAP180RC sensor with startup chemical purge, warmed HMP307 probe | [19 empty] | 1188 | 1188 | bar: 13
|  |  | • | HUMICAP180RC Composite Sensor with Startup Chemical Purge | [19 empty] | 46 | 46 | bar: 1 to 9; 11; 13
|  |  | • | HUMICAP180VHP Catalytic humicap sensor | [19 empty] | 42 | 42 | bar: 13
|  |  | • | HUMICAP180VHPC Catalytic sensor with purge | [19 empty] | 93 | 93 | bar: 1 to 9; 11; 13
|  |  | • | HUMICAP180VHCP Catalytic sensor with purge and probe heat | [19 empty] | 1230 | 1230 | bar: 13
| 14 | Sensor Protection in Probe |  | HMT313/317: Plastic Grid & Stainless Steel Netting | DRW010281SP | bar: 1 to 9; 11; 14
|  |  |  | HMT311: Plastic Grid | DRW010276SP | bar: 14
|  |  |  | HMT314/315/318: Sintered Stainless Steel Filter | HM47280SP | bar: 1 to 9; 11; 14
|  |  |  | HMT31F: Membrane SST Filter | 214848SP | bar: 14
HMT314/315/318: Sintered Stainless Steel Filter, 11mm wrench slot | bar: 1 to 9; 11; 14
| 15 | Additional Temperature Probe |  | No Temperature Probe | [23 empty] | TRUE | bar: 1 to 9; 11; 15
| 16 | Installation Kit |  | No Installation Kit | bar: 1 to 9; 11; 16
|  |  | • | Duct Installation Kit for HMP303 & HMP307 | 210697 | [18 empty] | 123 | 123 | bar: 16
|  |  | • | Mounting Flange for HMP305 | 210696 | [18 empty] | 125 | 125 | bar: 1 to 9; 11; 16
|  |  | • | Ball Valve Set for HMP308 | BALLVALVE-1 | [18 empty] | 207 | 207 | bar: 16
|  |  | • | ISO Threaded Swagelok for HMP307 | SWG12ISO38 | [18 empty] | 91 | 91 | bar: 1 to 9; 11; 16
|  |  | • | NPT Threaded Swagelok for HMP307 | SWG12NPT12 | [18 empty] | 91 | 91 | bar: 16
|  |  | • | Sample Cell for HMP302 | [19 empty] | 242 | 242 | bar: 1 to 9; 11; 16
|  |  | • | Gable Gland Agro, M20x1.5 for HMP303&307 | HMP247CG | [18 empty] | 73 | 73 | bar: 16
|  |  |  | Fitting Body M22 x 1,5 for HMP304 | 17223SP | bar: 1 to 9; 11; 16
|  |  |  | Fitting Body NPT 1/2" for HMP304 | 17225SP | bar: 16
|  |  |  | Pressure Fitting ISO 1/2" for HMP308 | DRW212076SP | bar: 1 to 9; 11; 16
|  |  |  | Pressure Fitting NPT 1/2" for HMP308 | 212810SP | bar: 16
accessory | 17 | Calibration Certificate |  | No Calibration Certificate | bar: 1 to 10; 12 to 17
|  |  |  | Calibration Certificate At Room Temperature |  |  | 17: 2
[6 empty] | HMT310 | [17 empty] | 0 | 0 | bar: 1
| Note: |  | Selections in bold are included in the prices of the basic versions.
|  | • | Selections in italic are available at an extra price.
| Links: |  | User guide
Datasheet
Technical drawing
Vaisala.com product page
Services (online store)
| accessory |  |  |  | item code
| PT100 Sensor |  |  |  | 10429SP | [18 empty] | 60 | 60
| Fitting Body M22x1.5 |  |  |  | 17223SP | [18 empty] | 108 | 108
| Fitting Body NPT1/2 |  |  |  | 17225SP | [18 empty] | 108 | 108
| Pressure Fitting ISO 1/2 to NPT 1/2 |  |  |  | 210662SP | [18 empty] | 60 | 60
| Mounting Flange for 13.5mm Diameter Probe |  |  |  | 210696 | [18 empty] | 153 | 153
| Duct Installation Kit For 12mm Probe 210697 |  |  |  | 210697 | [18 empty] | 137 | 137
| Cable, Sensor RKT 8-09/10M |  |  |  | 210964SP | [18 empty] | 139 | 139
| Calibration Adapter for HMK15 |  |  |  | 211302SP | [18 empty] | 35 | 35
| Stainless Steel Filter with Membrane |  |  |  | 214848SP | [18 empty] | 87 | 87
| USB Service Cable M12-8F, RS-232 |  |  |  | 238607 | [18 empty] | 204 | 204
| Rain Shield for HMT310 and MMT310 |  |  |  | ASM211103 | [18 empty] | 150 | 150
| Ball Valve ISO1/2 with Welding Joint |  |  |  | BALLVALVE-1 | [18 empty] | 256 | 256
| PPS Plastic Grid Filter |  |  |  | DRW010276SP | [18 empty] | 42 | 42
| Metal Coated PPS Grid Filter with Stainless Steel Mesh, Female Thread |  |  |  | DRW010281SP | [18 empty] | 42 | 42
| MI70 Connection Cable with M12-8F Connector |  |  |  | DRW216050SP | [18 empty] | 162 | 162
| Sintered Stainless Steel Filter, Female Thread |  |  |  | HM47280SP | [18 empty] | 87 | 87
| Stainless Steel Filter |  |  |  | HM47453SP | [18 empty] | 123 | 123
| Cable Gland M20x1.5 with Split Seal |  |  |  | HMP247CG | [18 empty] | 93 | 93
| Humidity Sensor Catalytic |  |  |  | HUMICAP180VC | [18 empty] | 354 | 354
| Swagelok for 12mm Probe 1/2" ISO Thread |  |  |  | SWG12ISO12 | [18 empty] | 167 | 167
| Swagelok for 12mm Probe 1/2" NPT Thread |  |  |  | SWG12NPT12 | [18 empty] | 113 | 113
1
3
4
5
7
8
F
B
C
5
6
A
1
2
4
5
J
A
B
C
D
E
F
G
H
J
K
L
M
N
P
Q
R
S
T
X
A
B
C
D
E
F
G
H
J
K
L
M
N
P
Q
R
S
T
X
A
B
C
D
E
F
G
H
J
K
M
N
X
1
2
4
5
7
A
B
C
D
5
6
7
A
B
C
D
E
F
G
H
J
K
P
Q
R
S
T
U
V
W
Z
1
3
5
6
8
9
A
B
D
E
F
G
H
J
K
L
A
B
C
G
H
1
A
B
D
E
G
H
I
J
K
L
M
N
1
2

## HMT300TMK
[11 empty] | Select grey column and press delete to clear selections => |  |  | TRUE
TRUE
|  |  | Price valid from: 2025-04-23 |  | Back to Index | [8 empty] | FALSE
HMT300TMK
Turbine Mounting Kit | [9 empty] | 0%
|  |  |  | Sparepart | Not valid Configuration | 1 | 2 | 3 | List Price (CAD) | Discounted
| Turbine Mounting Kit |  |  |  | HMT300TMK | 1 |  | 1 | 3108 | 3108 | Status | Selected | TRUE | 0 | TRUE
1 | Installation |  | Structure for housing and pipe |  |  | 1 |  |  |  |  | 0 | TRUE | 0
2 | Packing |  | Standard packing |  |  |  | B |  |  |  | 0 |  |  | 0
3 | Labels |  | Vaisala labels |  |  |  |  | 1 |  |  | 0 | TRUE |  |  | 0
[5 empty] | HMT300TMK | 11 |  |  | 3108 | 3108 | 0
Note: |  | Selections in bold are included in the prices of the basic versions.
| • | Selections in italic are available at an extra price.
Links: |  | User guide
Datasheet
Technical drawing
Services (online store)
1
B
1

## HMT130
[23 empty] | Select grey column and press delete to clear selections => |  |  | TRUE
TRUE
|  |  |  | Price valid from: 2025-04-23 |  | Back to Index | [19 empty] | FALSE
HMT130
| Humidity and Temperature Transmitter, ±1.5 %RH | [20 empty] | 0%
[5 empty] | Sparepart | Not valid Configuration | 1 | 2 | 3 | 4 | 5 | 6 | 7 | 8 | 9 | 10 | 11 | 12 | 13 | 14 | List Price (CAD) | Discounted
|  | Humidity and Temperature Transmitter, ±1.5 %RH |  |  |  | HMT130 | [14 empty] | 0 | 0 | Status | Selected | 0 | 0 | 0 | 0 | 0 | 0 | 0 | 0 | 0 | 0 | 0 | 0 | 0 | 0 | 0 | 0 | 0 | 0 | 0 | 0 | 0 | 0 | 0 | 0 | 0 | 0 | 0 | 0 | 0 | 0 | 0 | 0 | 0 | 0 | 0 | 0 | 0 | 0 | 0 | 0 | 0 | 0 | 0 | 0 | 0 | 0 | 0 | 0 | 0 | 0 | 0 | 0 | 0 | 0 | 0 | 0 | 0 | 0 | 0 | 0 | 0 | 0 | 0 | 0 | 0 | 0 | 0 | 0 | 0 | 0 | bar: 1 to 5
hardware | 1 | Output Parameters | • | Humidity and Temperature, HMP113 Plastic Probe |  |  | 1: 3 | 874 | 874 | 0 |  | 0 | -1 | -1 | -1 | -1
|  |  | • | Humidity output only, HMP110 Stainless Steel Probe | [16 empty] | 780 | 780 | 0 |  | -1 | 0 | -1 | -1 | -1 | bar: 1 to 5
|  |  | • | Humidity and Temperature, HMP110 Stainless Steel Probe | [16 empty] | 973 | 973 | 0 |  | -1 | -1 | 0 | -1 | -1 | bar: 1 to 5
|  |  | • | Temperature, HMP110T Stainless Steel Probe | [16 empty] | 671 | 671 | 0 |  | -1 | -1 | -1 | 0 | -1 | bar: 1 to 5
|  |  | • | Humidity and Temperature, Catalytic Sensor, HMP110 Stainless Steel Probe | [16 empty] | 981 | 981 | 0 |  | -1 | -1 | -1 | -1 | 0 | bar: 1 to 5
| 2 | Transmitter Type |  | Probe Mounted on Transmitter (Plastic Probe) |  |  | 2: 3 |  |  | 0 |  |  | -1 | -1 | -1 | -1 | 0 | -1 | -1 | -1 | -1 | -1 | -1 | -1 | -1 | -1 | -1
|  |  |  | Probe Mounted on Transmitter (Stainless Steel Probe) | [18 empty] | 0 |  | -1 |  |  |  |  | -1 | 0 | -1 | -1 | -1 | -1 | -1 | -1 | -1 | -1 | -1 | bar: 2 to 5
|  |  | • | 3 m Cable for Remote Probe | HMT120Z300 | [15 empty] | 59 | 59 | 0 | [6 empty] | -1 | -1 | 0 | -1 | -1 | -1 | -1 | -1 | -1 | -1 | -1 | bar: 1 to 5
|  |  | • | 5 m Cable for Remote Probe | HMT120Z500 | [15 empty] | 91 | 91 | 0 | [6 empty] | -1 | -1 | -1 | 0 | -1 | -1 | -1 | -1 | -1 | -1 | -1 | bar: 2 to 5
|  |  | • | 10 m Cable for Remote Probe | HMT120Z1000 | [15 empty] | 172 | 172 | 0 | [6 empty] | -1 | -1 | -1 | -1 | 0 | -1 | -1 | -1 | -1 | -1 | -1 | bar: 1 to 5
|  |  | • | 10 m with Cable for Remote Probe with 10m Extension Cable | [16 empty] | 333 | 333 | 0 | [6 empty] | -1 | -1 | -1 | -1 | -1 | 0 | -1 | -1 | -1 | -1 | -1 | bar: 2 to 5
|  |  | • | 20 m Cable for Remote Probe | HMT120Z2000 | [15 empty] | 222 | 222 | 0 | [6 empty] | -1 | -1 | -1 | -1 | -1 | -1 | 0 | -1 | -1 | -1 | -1 | bar: 1 to 5
|  |  | • | 1,2 m Remote Probe Cable | HMT120Z120 | [15 empty] | 31 | 31 | 0 | [6 empty] | -1 | -1 | -1 | -1 | -1 | -1 | -1 | 0 | -1 | -1 | -1 | bar: 2 to 5
|  |  | • | Remote probe with 5 m plenum rated cable | [16 empty] | 152 | 152 | 0 | [6 empty] | -1 | -1 | -1 | -1 | -1 | -1 | -1 | -1 | 0 | -1 | -1 | bar: 1 to 5
|  |  | • | Remote probe with 10 m plenum rated cable | [16 empty] | 288 | 288 | 0 | [6 empty] | -1 | -1 | -1 | -1 | -1 | -1 | -1 | -1 | -1 | 0 | -1 | bar: 2 to 5
|  |  | • | Remote probe with 20 m plenum rated cable | [16 empty] | 368 | 368 | 0 | [6 empty] | -1 | -1 | -1 | -1 | -1 | -1 | -1 | -1 | -1 | -1 | 0 | bar: 1 to 5
| 3 | Display |  | No Display |  |  | 3: 0 |  |  | 0 | [17 empty] | 0 | -1
|  |  | • | With Display | [16 empty] | 138 | 138 | 0 | [17 empty] | -1 | 0 | bar: 3 to 5
| 4 | Output Signal |  | Output 0...1 V | [18 empty] | 0 | [19 empty] | 0 | -1 | -1 | -1 | bar: 1 to 5
|  |  |  | Output 0...5 V | [18 empty] | 0 | [19 empty] | -1 | 0 | -1 | -1 | bar: 4 to 5
|  |  |  | Output 0...10 V | [18 empty] | 0 | [19 empty] | -1 | -1 | 0 | -1 | bar: 1 to 5
|  |  |  | Special Output | [18 empty] | 0 | [19 empty] | -1 | -1 | -1 | 0 | bar: 4 to 5
settings | 5 | Parameter for Output 1 |  | RH 0...100%RH | [18 empty] | 0 |  |  |  |  | -1 | [18 empty] | 0 | -1 | -1 | -1 | -1 | -1 | -1 | -1 | -1 | -1 | -1 | -1 | -1 | -1 | -1 | bar: 1 to 5
|  |  |  | Channel 1 Tdf -20...+80 °C (-4...+176 °F) |  |  | 5: 2 |  |  | 0 |  |  |  |  | -1 | [18 empty] | -1 | 0 | -1 | -1 | -1 | -1 | -1 | -1 | -1 | -1 | -1 | -1 | -1 | -1 | -1
|  |  |  | Channel 1 h -40...1500 kJ/kg (-9.5...+652.6 Btu/lb) |  |  | 5: 3 |  |  | 0 |  |  |  |  | -1 | [18 empty] | -1 | -1 | 0 | -1 | -1 | -1 | -1 | -1 | -1 | -1 | -1 | -1 | -1 | -1 | -1
|  |  |  | Channel 1 Tw 0...+80 °C (+32...+176 °F) |  |  | 5: 4 |  |  | 0 |  |  |  |  | -1 | [18 empty] | -1 | -1 | -1 | 0 | -1 | -1 | -1 | -1 | -1 | -1 | -1 | -1 | -1 | -1 | -1
|  |  |  | Channel 1 a 0...300g/m3 (0...131gr/ft3) |  |  | 5: 5 |  |  | 0 |  |  |  |  | -1 | [18 empty] | -1 | -1 | -1 | -1 | 0 | -1 | -1 | -1 | -1 | -1 | -1 | -1 | -1 | -1 | -1
|  |  |  | Channel 1 x 0...500g/kg d.a. (0...3600gr/lb) |  |  | 5: 6 |  |  | 0 |  |  |  |  | -1 | [18 empty] | -1 | -1 | -1 | -1 | -1 | 0 | -1 | -1 | -1 | -1 | -1 | -1 | -1 | -1 | -1
|  |  |  | Channel 1 Pw 0...500hPa (0...7.3 psi) |  |  | 5: 7 |  |  | 0 |  |  |  |  | -1 | [18 empty] | -1 | -1 | -1 | -1 | -1 | -1 | 0 | -1 | -1 | -1 | -1 | -1 | -1 | -1 | -1
|  |  |  | Channel 1 Pws 0...500hPa (0...7.3 psi) |  |  | 5: 8 |  |  | 0 |  |  |  |  | -1 | [18 empty] | -1 | -1 | -1 | -1 | -1 | -1 | -1 | 0 | -1 | -1 | -1 | -1 | -1 | -1 | -1
|  |  |  | Channel 1 Td -20...+80C (-4...+176°F) |  |  | 5: 9 |  |  | 0 |  |  |  |  | -1 | [18 empty] | -1 | -1 | -1 | -1 | -1 | -1 | -1 | -1 | 0 | -1 | -1 | -1 | -1 | -1 | -1
|  |  |  | T -40...+60 °C (-40...+140 °F) | [18 empty] | 0 |  |  | -1 | -1 | [19 empty] | -1 | -1 | -1 | -1 | -1 | -1 | -1 | -1 | -1 | 0 | -1 | -1 | -1 | -1 | -1 | bar: 5
|  |  |  | T -20...+80 °C (-4...+176 °F) | [18 empty] | 0 |  |  | -1 | -1 | [19 empty] | -1 | -1 | -1 | -1 | -1 | -1 | -1 | -1 | -1 | -1 | 0 | -1 | -1 | -1 | -1 | bar: 1 to 5
|  |  |  | T 0...+60 °C (+32...+140 °F) | [18 empty] | 0 |  |  | -1 | -1 | [19 empty] | -1 | -1 | -1 | -1 | -1 | -1 | -1 | -1 | -1 | -1 | -1 | 0 | -1 | -1 | -1 | bar: 5
|  |  |  | Temperature Range T -40...+80 °C (-40...+176°F) | [18 empty] | 0 |  |  | -1 | -1 | [19 empty] | -1 | -1 | -1 | -1 | -1 | -1 | -1 | -1 | -1 | -1 | -1 | -1 | 0 | -1 | -1 | bar: 1 to 5
|  |  |  | Temperature Range T 0...+50 °C (+32...+122°F) | [18 empty] | 0 |  |  | -1 | -1 | [19 empty] | -1 | -1 | -1 | -1 | -1 | -1 | -1 | -1 | -1 | -1 | -1 | -1 | -1 | 0 | -1 | bar: 5
|  |  |  | Channel 1 Parameter and Custom Scaling | [18 empty] | 0 | [23 empty] | -1 | -1 | -1 | -1 | -1 | -1 | -1 | -1 | -1 | -1 | -1 | -1 | -1 | -1 | 0 | bar: 1 to 5
| 6 | Parameter for Output 2 |  | Channel 2 No Output | [18 empty] | 0 |  |  |  | -1 | 1 | [33 empty] | 0 | -1 | -1 | -1 | -1 | -1 | -1 | bar: 1 to 6
|  |  |  | Temperature Range T -40...+60 °C (-40...+140°F) | [18 empty] | 0 |  |  | -1 |  | -1 | [33 empty] | -1 | 0 | -1 | -1 | -1 | -1 | -1 | bar: 6
|  |  |  | Temperature Range T -20...+80 °C (-4...176°F) | [18 empty] | 0 |  |  | -1 |  | -1 | [33 empty] | -1 | -1 | 0 | -1 | -1 | -1 | -1 | bar: 1 to 6
|  |  |  | Temperature Range T 0...+60 °C (+32...+140°F) | [18 empty] | 0 |  |  | -1 |  | -1 | [33 empty] | -1 | -1 | -1 | 0 | -1 | -1 | -1 | bar: 6
|  |  |  | Temperature Range T -40...+80 °C (-40...+176°F) | [18 empty] | 0 |  |  | -1 |  | -1 | [33 empty] | -1 | -1 | -1 | -1 | 0 | -1 | -1 | bar: 1 to 6
|  |  |  | Temperature Range T 0...+50 °C (+32...+122°F) | [18 empty] | 0 |  |  | -1 |  | -1 | [33 empty] | -1 | -1 | -1 | -1 | -1 | 0 | -1 | bar: 6
|  |  |  | Special parameter and scale, please specify: | [18 empty] | 0 |  |  | -1 |  | -1 | [33 empty] | -1 | -1 | -1 | -1 | -1 | -1 | 0 | bar: 1 to 6
hardware | 7 | Additional Module |  | No Module |  |  | 7: 0 |  |  | 0 | [45 empty] | 0
settings | 8 | Display Units |  | Metric Units | [18 empty] | 0 | [46 empty] | 0 | -1 | bar: 1 to 5; 7 to 8
|  |  |  | Non Metric Units |  |  | 8: 2 |  |  | 0 | [46 empty] | -1 | 0
hardware | 9 | Sensor Protection |  | Plastic Grid for Steel Probe | DRW010522SP | [17 empty] | 0 |  | -1 | [46 empty] | 0 | -1 | -1 | -1 | -1 | -1 | -1 | bar: 1 to 6; 8 to 9
|  |  |  | Plastic Grid with PTFE filter for Steel Probe | DRW010525SP |  | 9: 2 |  |  | 0 |  | -1 | [46 empty] | -1 | 0 | -1 | -1 | -1 | -1 | -1
|  |  | • | Stainless steel sintered filter | HM46670SP |  | 9: 3 | 91 | 91 | 0 |  | -1 | [46 empty] | -1 | -1 | 0 | -1 | -1 | -1 | -1
|  |  |  | Plastic Grid with PTFE filter for HMP113 | ASM210856SP | [17 empty] | 0 |  |  | -1 | -1 | -1 | -1 | [42 empty] | -1 | -1 | -1 | 0 | -1 | -1 | -1 | bar: 9
|  |  |  | Plastic Grid for HMP113 | DRW240185SP | [17 empty] | 0 |  |  | -1 | -1 | -1 | -1 | [42 empty] | -1 | -1 | -1 | -1 | 0 | -1 | -1 | bar: 1 to 6; 8 to 9
|  |  | • | Sintered Teflon Filter for HMP113 | 219452SP | [15 empty] | 91 | 91 | 0 |  |  | -1 | -1 | -1 | -1 | [42 empty] | -1 | -1 | -1 | -1 | -1 | 0 | -1 | bar: 9
|  |  | • | Sintered Teflon Filter for Steel Probe | DRW244938SP | [15 empty] | 91 | 91 | 0 |  | -1 | [46 empty] | -1 | -1 | -1 | -1 | -1 | -1 | 0 | bar: 1 to 6; 8 to 9
accessory | 10 | Transmitter Installation |  | No Accessories | [18 empty] | 0 | [55 empty] | 0 | -1 | bar: 1 to 10
|  |  | • | Rain Shield with Installation Kit | 215109 | [15 empty] | 200 | 200 | 0 | [55 empty] | -1 | 0 | bar: 10
| 11 | Installation Kit for Probe |  | No Accessories | [18 empty] | 0 | [57 empty] | 0 | -1 | -1 | -1 | -1 | bar: 1 to 9; 11
|  |  | • | Duct Installation Kit | 215619 |  | 11: 2 | 24 | 24 | 0 | [7 empty] | -1 | [49 empty] | -1 | 0 | -1 | -1 | -1
|  |  | • | Probe Mounting Flange |  |  | 11: 3 | 79 | 79 | 0 | [7 empty] | -1 | [49 empty] | -1 | -1 | 0 | -1 | -1
|  |  | • | Solar Radiation Shield with Probe Installation Kit | DTR504A |  | 11: 5 | 516 | 516 | 0 | [7 empty] | -1 | [49 empty] | -1 | -1 | -1 | 0 | -1
|  |  | • | Probe Mounting Clamp | 225501SP |  | 11: 6 | 59 | 59 | 0 | [7 empty] | -1 | [49 empty] | -1 | -1 | -1 | -1 | 0
hardware | 12 | Cable Bushings |  | Cable Gland for 2...6 mm Diameter Cable | [18 empty] | 0 | [62 empty] | 0 | -1 | -1 | -1 | -1 | bar: 1 to 6; 8; 10 to 12
|  |  | • | Conduit Fitting PG9 | [16 empty] | 31 | 31 | 0 | [62 empty] | -1 | 0 | -1 | -1 | -1 | bar: 12
|  |  | • | Conduit Fitting NPT 1/2" | [16 empty] | 31 | 31 | 0 | [62 empty] | -1 | -1 | 0 | -1 | -1 | bar: 1 to 6; 8; 10 to 12
|  |  |  | No Bushing (with rubber plug) | [18 empty] | 0 | [62 empty] | -1 | -1 | -1 | 0 | -1 | bar: 12
|  |  | • | All Bushings (Includes Cable Gland, PG9 and NPT1/2" Conduit Fittings) | [16 empty] | 71 | 71 | 0 | [62 empty] | -1 | -1 | -1 | -1 | 0 | bar: 1 to 6; 8; 10 to 12
accessory | 13 | PC Accessories |  | No Accessories |  |  | 13: 0 |  |  | 0 | [67 empty] | 0 | -1
|  |  | • | USB Service Cable for PC | 219685 | [15 empty] | 118 | 118 | 0 | [67 empty] | -1 | 0 | bar: 13
| 14 | Operation Manual |  | No User's Guide | [18 empty] | 0 | [69 empty] | 0 | -1 | bar: 1 to 9; 12; 14
|  |  | • | Multilingual Manual HMT130 | [16 empty] | 19 | 19 | 0 | [69 empty] | -1 | 0 | bar: 14
[6 empty] | HMT130 | [14 empty] | 0 | 0 | 0
| Note: |  | Selections in bold are included in the prices of the basic versions.
|  | • | Selections in italic are available at an extra price.
| Links: |  | User guide
Datasheet
Technical drawing
Vaisala.com product page
Services (online store)
| accessory |  |  |  | item code
| MI70 Connection Cable for HMT/DMT/MMT/PTB330 and HMT120/130-series |  |  |  | 211339 | [15 empty] | 101 | 101
| Outdoor Installation kit (Weather shield) |  |  |  | 215109 | [15 empty] | 236 | 236
| Duct Installation Kit |  |  |  | 215619 | [15 empty] | 24 | 24
| Sintered PTFE Filter |  |  |  | 219452SP | [15 empty] | 96 | 96
| USB Service Cable, RJ45 |  |  |  | 219685 | [15 empty] | 163 | 163
| Probe Mounting Clamps (10 pcs) Probe Ø12 |  |  |  | 226067 | [15 empty] | 194 | 194
| Cable Grommet HMT120 Spare Part |  |  |  | 227627SP | [15 empty] | 142 | 142
| Cover Model LCD HMT120 Spare Part |  |  |  | ASM210035SP | [15 empty] | 184 | 184
| Membrane Filter PC White UV stabilized |  |  |  | ASM210856SP | [15 empty] | 42 | 42
| Magnetic Probe Holder, 5pcs |  |  |  | ASM213382SP | [15 empty] | 106 | 106
| Sensor Protection Grid DRW010522 |  |  |  | DRW010522SP | [15 empty] | 42 | 42
| Metal Coated PPS Grid Filter with PTFE membrane, Male Thread |  |  |  | DRW010525SP | [15 empty] | 42 | 42
| Spare Part Set 10pcs Bushing |  |  |  | DRW232413SP | [15 empty] | 111 | 111
| Cover Model No LCD HMT120 Spare Part |  |  |  | DRW233359SP | [15 empty] | 184 | 184
| Spare Plastic Grid PC, White, M10x1 |  |  |  | DRW240185SP | [15 empty] | 38 | 38
| Porous Sintered PTFE Filter Ø12, L25mm |  |  |  | DRW244938SP | [15 empty] | 91 | 91
| Radiation Shield For HMP60 +Acc. |  |  |  | DTR504A | [15 empty] | 511 | 511
| Sintered Stainless Steel Filter, Male Thread |  |  |  | HM46670SP | [15 empty] | 87 | 87
| Connection Cable, M8-4F - M8-4M, 10 m |  |  |  | HMT120Z1000 | [15 empty] | 172 | 172
| Connection Cable, M8-4F - M8-4M, 1,2 m |  |  |  | HMT120Z120 | [15 empty] | 42 | 42
| Connection Cable, M8-4F - M8-4M, 20 m |  |  |  | HMT120Z2000 | [15 empty] | 222 | 222
| Connection Cable, M8-4F - M8-4M, 3 m |  |  |  | HMT120Z300 | [15 empty] | 59 | 59
| Connection Cable, M8-4F - M8-4M, 5 m |  |  |  | HMT120Z500 | [15 empty] | 91 | 91
3
H
K
T
V
3
A
B
C
D
E
F
G
H
K
L
0
1
B
C
D
X
1
2
3
4
5
6
7
8
9
B
C
D
E
F
X
A
B
C
D
E
F
X
0
1
2
1
2
3
A
B
D
E
A
C
1
2
3
5
6
A
B
C
D
Z
0
1
A
Z

## HMT120
[22 empty] | Select grey column and press delete to clear selections => |  |  | TRUE
TRUE
|  |  |  | Price valid from: 2025-04-23 |  | Back to Index | [18 empty] | FALSE
HMT120
| Humidity and Temperature Transmitter, ±1.5 %RH, 4...20 mA | [19 empty] | 0%
[5 empty] | Sparepart | Not valid Configuration | 1 | 2 | 3 | 4 | 5 | 6 | 7 | 8 | 9 | 10 | 11 | 12 | 13 | List Price (CAD) | Discounted
|  | Humidity and Temperature Transmitter, ±1.5 %RH, 4...20 mA |  |  |  | HMT120 | [13 empty] | 0 | 0 | Status | Selected | 0 | 0 | 0 | 0 | 0 | 0 | 0 | 0 | 0 | 0 | 0 | 0 | 0 | 0 | 0 | 0 | 0 | 0 | 0 | TRUE | 0 | 0 | 0 | 0 | 0 | 0 | 0 | 0 | 0 | 0 | 0 | 0 | 0 | 0 | 0 | 0 | 0 | 0 | 0 | 0 | 0 | 0 | 0 | 0 | 0 | 0 | 0 | 0 | 0 | 0 | 0 | 0 | 0 | 0 | 0 | 0 | 0 | 0 | 0 | 0 | 0 | 0 | 0 | 0 | 0 | 0 | 0 | 0 | 0 | bar: 1 to 6
hardware | 1 | Output Parameters | • | Humidity and Temperature, HMP113 Plastic Probe |  |  | 1: 3 | 874 | 874 | 0 |  | 0 | -1 | -1 | -1 | -1
|  |  | • | Humidity output only, HMP110 Stainless Steel Probe | [15 empty] | 780 | 780 | 0 |  | -1 | 0 | -1 | -1 | -1 | bar: 1 to 6
|  |  | • | Humidity and Temperature, HMP110 Stainless Steel Probe | [15 empty] | 973 | 973 | 0 |  | -1 | -1 | 0 | -1 | -1 | bar: 1 to 6
|  |  | • | Temperature, HMP110T Stainless Steel Probe | [15 empty] | 671 | 671 | 0 |  | -1 | -1 | -1 | 0 | -1 | bar: 1 to 6
|  |  | • | Humidity and Temperature, Catalytic Sensor, HMP110 Stainless Steel Probe | [15 empty] | 981 | 981 | 0 |  | -1 | -1 | -1 | -1 | 0 | bar: 1 to 6
| 2 | Transmitter Type |  | Probe Mounted on Transmitter (Plastic Probe) |  |  | 2: 3 |  |  | 0 |  |  | -1 | -1 |  | -1 | 0 | -1 | -1 | -1 | -1 | -1 | -1 | -1 | -1 | -1 | -1
|  |  |  | Probe Mounted on Transmitter (Stainless Steel Probe) | [17 empty] | 0 |  | -1 |  |  |  |  | -1 | 0 | -1 | -1 | -1 | -1 | -1 | -1 | -1 | -1 | -1 | bar: 2 to 6
|  |  | • | 3 m Cable for Remote Probe | HMT120Z300 | [14 empty] | 59 | 59 | 0 | [6 empty] | -1 | -1 | 0 | -1 | -1 | -1 | -1 | -1 | -1 | -1 | -1 | bar: 1 to 6
|  |  | • | 5 m Cable for Remote Probe | HMT120Z500 | [14 empty] | 91 | 91 | 0 | [6 empty] | -1 | -1 | -1 | 0 | -1 | -1 | -1 | -1 | -1 | -1 | -1 | bar: 2 to 6
|  |  | • | 10 m Cable for Remote Probe | HMT120Z1000 | [14 empty] | 172 | 172 | 0 | [6 empty] | -1 | -1 | -1 | -1 | 0 | -1 | -1 | -1 | -1 | -1 | -1 | bar: 1 to 6
|  |  | • | 10 m with Cable for Remote Probe with 10m Extension Cable | [15 empty] | 333 | 333 | 0 | [6 empty] | -1 | -1 | -1 | -1 | -1 | 0 | -1 | -1 | -1 | -1 | -1 | bar: 2 to 6
|  |  | • | 20 m Cable for Remote Probe | HMT120Z2000 | [14 empty] | 222 | 222 | 0 | [6 empty] | -1 | -1 | -1 | -1 | -1 | -1 | 0 | -1 | -1 | -1 | -1 | bar: 1 to 6
|  |  | • | 1,2 m Remote Probe Cable | HMT120Z120 | [14 empty] | 31 | 31 | 0 | [6 empty] | -1 | -1 | -1 | -1 | -1 | -1 | -1 | 0 | -1 | -1 | -1 | bar: 2 to 6
|  |  | • | Remote probe with 5 m plenum rated cable | [15 empty] | 152 | 152 | 0 | [6 empty] | -1 | -1 | -1 | -1 | -1 | -1 | -1 | -1 | 0 | -1 | -1 | bar: 1 to 6
|  |  | • | Remote probe with 10 m plenum rated cable | [15 empty] | 288 | 288 | 0 | [6 empty] | -1 | -1 | -1 | -1 | -1 | -1 | -1 | -1 | -1 | 0 | -1 | bar: 2 to 6
|  |  | • | Remote probe with 20 m plenum rated cable | [15 empty] | 368 | 368 | 0 | [6 empty] | -1 | -1 | -1 | -1 | -1 | -1 | -1 | -1 | -1 | -1 | 0 | bar: 1 to 6
| 3 | Display |  | No Display |  |  | 3: 0 |  |  | 0 | [17 empty] | 0 | -1 | -1
|  |  | • | With Display | [15 empty] | 138 | 138 | 0 | [17 empty] | -1 | 0 | -1 | bar: 3 to 6
|  |  | • | No Display, No Logo (HMT120) | [15 empty] | 19 | 19 | 0 | [17 empty] | -1 | -1 | 0 | bar: 1 to 6
| 4 | Output signal |  | Output 4...20mA, 2-wire loop-powered | [17 empty] | 0 | TRUE | [19 empty] | 0 | bar: 1 to 6
settings | 5 | Parameter for Output 1 |  | RH 0...100%RH | [17 empty] | 0 |  |  |  |  | -1 | [16 empty] | 0 | -1 | -1 | -1 | -1 | -1 | -1 | -1 | -1 | -1 | -1 | -1 | -1 | -1 | -1 | bar: 1 to 6
|  |  |  | Channel 1 Tdf -20...+80 °C (-4...+176 °F) |  |  | 5: 2 |  |  | 0 |  |  |  |  | -1 | [16 empty] | -1 | 0 | -1 | -1 | -1 | -1 | -1 | -1 | -1 | -1 | -1 | -1 | -1 | -1 | -1
|  |  |  | Channel 1 h -40...1500 kJ/kg (-9.5...+652.6 Btu/lb) |  |  | 5: 3 |  |  | 0 |  |  |  |  | -1 | [16 empty] | -1 | -1 | 0 | -1 | -1 | -1 | -1 | -1 | -1 | -1 | -1 | -1 | -1 | -1 | -1
|  |  |  | Channel 1 Tw 0...+80 °C (+32...+176 °F) |  |  | 5: 4 |  |  | 0 |  |  |  |  | -1 | [16 empty] | -1 | -1 | -1 | 0 | -1 | -1 | -1 | -1 | -1 | -1 | -1 | -1 | -1 | -1 | -1
|  |  |  | Channel 1 a 0...300g/m3 (0...131gr/ft3) |  |  | 5: 5 |  |  | 0 |  |  |  |  | -1 | [16 empty] | -1 | -1 | -1 | -1 | 0 | -1 | -1 | -1 | -1 | -1 | -1 | -1 | -1 | -1 | -1
|  |  |  | Channel 1 x 0...500g/kg d.a. (0...3600gr/lb) |  |  | 5: 6 |  |  | 0 |  |  |  |  | -1 | [16 empty] | -1 | -1 | -1 | -1 | -1 | 0 | -1 | -1 | -1 | -1 | -1 | -1 | -1 | -1 | -1
|  |  |  | Channel 1 Pw 0...500hPa (0...7.3 psi) |  |  | 5: 7 |  |  | 0 |  |  |  |  | -1 | [16 empty] | -1 | -1 | -1 | -1 | -1 | -1 | 0 | -1 | -1 | -1 | -1 | -1 | -1 | -1 | -1
|  |  |  | Channel 1 Pws 0...500hPa (0...7.3 psi) |  |  | 5: 8 |  |  | 0 |  |  |  |  | -1 | [16 empty] | -1 | -1 | -1 | -1 | -1 | -1 | -1 | 0 | -1 | -1 | -1 | -1 | -1 | -1 | -1
|  |  |  | Channel 1 Td -20...+80C (-4...+176°F) |  |  | 5: 9 |  |  | 0 |  |  |  |  | -1 | [16 empty] | -1 | -1 | -1 | -1 | -1 | -1 | -1 | -1 | 0 | -1 | -1 | -1 | -1 | -1 | -1
|  |  |  | T -40...+60 °C (-40...+140 °F) | [17 empty] | 0 |  |  | -1 | [18 empty] | -1 | -1 | -1 | -1 | -1 | -1 | -1 | -1 | -1 | 0 | -1 | -1 | -1 | -1 | -1 | bar: 5 to 6
|  |  |  | T -20...+80 °C (-4...+176 °F) | [17 empty] | 0 |  |  | -1 | [18 empty] | -1 | -1 | -1 | -1 | -1 | -1 | -1 | -1 | -1 | -1 | 0 | -1 | -1 | -1 | -1 | bar: 1 to 6
|  |  |  | T 0...+60 °C (+32...+140 °F) | [17 empty] | 0 |  |  | -1 | [18 empty] | -1 | -1 | -1 | -1 | -1 | -1 | -1 | -1 | -1 | -1 | -1 | 0 | -1 | -1 | -1 | bar: 5 to 6
|  |  |  | Temperature Range T -40...+80 °C (-40...+176°F) | [17 empty] | 0 |  |  | -1 | [18 empty] | -1 | -1 | -1 | -1 | -1 | -1 | -1 | -1 | -1 | -1 | -1 | -1 | 0 | -1 | -1 | bar: 1 to 6
|  |  |  | Temperature Range T 0...+50 °C (+32...+122°F) | [17 empty] | 0 |  |  | -1 | [18 empty] | -1 | -1 | -1 | -1 | -1 | -1 | -1 | -1 | -1 | -1 | -1 | -1 | -1 | 0 | -1 | bar: 5 to 6
|  |  |  | Channel 1 Parameter and Custom Scaling | [17 empty] | 0 | [21 empty] | -1 | -1 | -1 | -1 | -1 | -1 | -1 | -1 | -1 | -1 | -1 | -1 | -1 | -1 | 0 | bar: 1 to 6
| 6 | Parameter for Output 2 |  | RH 0...100%RH | [17 empty] | 0 |  | -1 | -1 |  | -1 | [31 empty] | 0 | -1 | -1 | -1 | -1 | -1 | -1 | -1 | bar: 1 to 6
|  |  |  | Channel 2 No Output | [17 empty] | 0 |  |  | 1 | -1 | 1 | [31 empty] | -1 | 0 | -1 | -1 | -1 | -1 | -1 | -1 | bar: 6
|  |  |  | Temperature Range T -40...+60 °C (-40...+140°F) | [17 empty] | 0 |  |  | -1 |  | -1 | [31 empty] | -1 | -1 | 0 | -1 | -1 | -1 | -1 | -1 | bar: 1 to 6
|  |  |  | Temperature Range T -20...+80 °C (-4...176°F) | [17 empty] | 0 |  |  | -1 |  | -1 | [31 empty] | -1 | -1 | -1 | 0 | -1 | -1 | -1 | -1 | bar: 6
|  |  |  | Temperature Range T 0...+60 °C (+32...+140°F) | [17 empty] | 0 |  |  | -1 |  | -1 | [31 empty] | -1 | -1 | -1 | -1 | 0 | -1 | -1 | -1 | bar: 1 to 6
|  |  |  | Temperature Range T -40...+80 °C (-40...+176°F) | [17 empty] | 0 |  |  | -1 |  | -1 | [31 empty] | -1 | -1 | -1 | -1 | -1 | 0 | -1 | -1 | bar: 6
|  |  |  | Temperature Range T 0...+50 °C (+32...+122°F) | [17 empty] | 0 |  |  | -1 |  | -1 | [31 empty] | -1 | -1 | -1 | -1 | -1 | -1 | 0 | -1 | bar: 1 to 6
|  |  |  | Special parameter and scale, please specify: | [17 empty] | 0 |  |  | -1 |  | -1 | [31 empty] | -1 | -1 | -1 | -1 | -1 | -1 | -1 | 0 | bar: 6
| 7 | Display Units |  | Metric Units | [17 empty] | 0 | [44 empty] | 0 | -1 | bar: 1 to 7
|  |  |  | Non Metric Units |  |  | 7: 2 |  |  | 0 | [44 empty] | -1 | 0
hardware | 8 | Sensor protection |  | Plastic Grid for Steel Probe | DRW010522SP | [16 empty] | 0 |  | -1 | [44 empty] | 0 | -1 | -1 | -1 | -1 | -1 | -1 | bar: 1 to 8
|  |  |  | Plastic Grid with PTFE filter for Steel Probe | DRW010525SP |  | 8: 2 |  |  | 0 |  | -1 | [44 empty] | -1 | 0 | -1 | -1 | -1 | -1 | -1
|  |  | • | Stainless steel sintered filter | HM46670SP |  | 8: 3 | 91 | 91 | 0 |  | -1 | [44 empty] | -1 | -1 | 0 | -1 | -1 | -1 | -1
|  |  |  | Plastic Grid with PTFE filter for HMP113 | ASM210856SP | [16 empty] | 0 |  |  | -1 | -1 |  | -1 | [40 empty] | -1 | -1 | -1 | 0 | -1 | -1 | -1 | bar: 8
|  |  |  | Plastic Grid for HMP113 | DRW240185SP | [16 empty] | 0 |  |  | -1 | -1 |  | -1 | [40 empty] | -1 | -1 | -1 | -1 | 0 | -1 | -1 | bar: 1 to 8
|  |  | • | Sintered Teflon Filter for HMP113 | 219452SP | [14 empty] | 91 | 91 | 0 |  |  | -1 | -1 |  | -1 | [40 empty] | -1 | -1 | -1 | -1 | -1 | 0 | -1 | bar: 8
|  |  | • | Sintered Teflon Filter for Steel Probe | DRW244938SP | [14 empty] | 91 | 91 | 0 |  | -1 | [44 empty] | -1 | -1 | -1 | -1 | -1 | -1 | 0 | bar: 1 to 8
accessory | 9 | Transmitter installation |  | No Accessories | [17 empty] | 0 | [53 empty] | 0 | -1 | bar: 1 to 9
|  |  | • | Rain Shield with Installation Kit | 215109 | [14 empty] | 200 | 200 | 0 | [53 empty] | -1 | 0 | bar: 9
| 10 | Installation kit for probe |  | No Accessories | [17 empty] | 0 | [7 empty] | 1 | [47 empty] | 0 | -1 | -1 | -1 | -1 | bar: 1 to 8; 10
|  |  | • | Duct Installation Kit | 215619 |  | 10: 2 | 24 | 24 | 0 | [7 empty] | -1 | [47 empty] | -1 | 0 | -1 | -1 | -1
|  |  | • | Probe Mounting Flange |  |  | 10: 3 | 79 | 79 | 0 | [7 empty] | -1 | [47 empty] | -1 | -1 | 0 | -1 | -1
|  |  | • | Solar Radiation Shield with Probe Installation Kit | DTR504A |  | 10: 5 | 516 | 516 | 0 | [7 empty] | -1 | [47 empty] | -1 | -1 | -1 | 0 | -1
|  |  | • | Probe Mounting Clamp | 225501SP |  | 10: 6 | 59 | 59 | 0 | [7 empty] | -1 | [47 empty] | -1 | -1 | -1 | -1 | 0
hardware | 11 | Cable bushings |  | Cable Gland for 2...6 mm Diameter Cable | [17 empty] | 0 | [60 empty] | 0 | -1 | -1 | -1 | -1 | -1 | bar: 1 to 7; 9 to 11
|  |  | • | Conduit Fitting PG9 | [15 empty] | 31 | 31 | 0 | [60 empty] | -1 | 0 | -1 | -1 | -1 | -1 | bar: 11
|  |  | • | Conduit Fitting NPT 1/2" | [15 empty] | 31 | 31 | 0 | [60 empty] | -1 | -1 | 0 | -1 | -1 | -1 | bar: 1 to 7; 9 to 11
|  |  |  | No Bushing (with rubber plug) | [17 empty] | 0 | [60 empty] | -1 | -1 | -1 | 0 | -1 | -1 | bar: 11
|  |  |  | Enlarger PG-9 to PG-11 Lock Nut PG9, MsNi | [17 empty] | 0 | [60 empty] | -1 | -1 | -1 | -1 | 0 | -1 | bar: 1 to 7; 9 to 11
|  |  | • | All Bushings (Includes Cable Gland, PG9 and NPT1/2" Conduit Fittings) | [15 empty] | 71 | 71 | 0 | [60 empty] | -1 | -1 | -1 | -1 | -1 | 0 | bar: 11
accessory | 12 | PC Accessories |  | No Accessories |  |  | 12: 0 |  |  | 0 | [66 empty] | 0 | -1
|  |  | • | USB Service Cable for PC | 219685 | [14 empty] | 118 | 118 | 0 | [66 empty] | -1 | 0 | bar: 12
| 13 | Operation manual |  | No User's Guide | [17 empty] | 0 | [68 empty] | 0 | -1 | bar: 1 to 8; 11; 13
|  |  | • | Multilingual Manual | [15 empty] | 19 | 19 | 0 | [68 empty] | -1 | 0 | bar: 13
[6 empty] | HMT120 | [13 empty] | 0 | 0 | 0 | bar: 1
| Note: |  | Selections in bold are included in the prices of the basic versions.
|  | • | Selections in italic are available at an extra price.
| Links: |  | User guide
Datasheet
Technical drawing
Vaisala.com product page
Services (online store)
| accessory |  |  |  | item code
| MI70 Connection Cable for HMT/DMT/MMT/PTB330 and HMT120/130-series |  |  |  | 211339 | [14 empty] | 101 | 101
| Outdoor Installation kit (Weather shield) |  |  |  | 215109 | [14 empty] | 236 | 236
| Duct Installation Kit |  |  |  | 215619 | [14 empty] | 24 | 24
| Sintered PTFE Filter |  |  |  | 219452SP | [14 empty] | 96 | 96
| USB Service Cable, RJ45 |  |  |  | 219685 | [14 empty] | 163 | 163
| Probe Mounting Clamp Set Ø12 Spare Part |  |  |  | 225501SP | [14 empty] | 95 | 95
| Probe Mounting Clamps (10 pcs) Probe Ø12 |  |  |  | 226067 | [14 empty] | 194 | 194
| Cable Grommet HMT120 Spare Part |  |  |  | 227627SP | [14 empty] | 142 | 142
| Cover Model LCD HMT120 Spare Part |  |  |  | ASM210035SP | [14 empty] | 184 | 184
| Membrane Filter PC White UV stabilized |  |  |  | ASM210856SP | [14 empty] | 42 | 42
| Magnetic Probe Holder, 5pcs |  |  |  | ASM213382SP | [14 empty] | 106 | 106
| Sensor Protection Grid DRW010522 |  |  |  | DRW010522SP | [14 empty] | 42 | 42
| Metal Coated PPS Grid Filter with PTFE membrane, Male Thread |  |  |  | DRW010525SP | [14 empty] | 42 | 42
| Spare Part Set 10pcs Bushing |  |  |  | DRW232413SP | [14 empty] | 111 | 111
| Cover Model No LCD HMT120 Spare Part |  |  |  | DRW233359SP | [14 empty] | 184 | 184
| Spare Plastic Grid PC, White, M10x1 |  |  |  | DRW240185SP | [14 empty] | 38 | 38
| Porous Sintered PTFE Filter Ø12, L25mm |  |  |  | DRW244938SP | [14 empty] | 91 | 91
| Radiation Shield For HMP60 +Acc. |  |  |  | DTR504A | [14 empty] | 511 | 511
| Sintered Stainless Steel Filter, Male Thread |  |  |  | HM46670SP | [14 empty] | 87 | 87
| Connection Cable, M8-4F - M8-4M, 10 m |  |  |  | HMT120Z1000 | [14 empty] | 172 | 172
| Connection Cable, M8-4F - M8-4M, 1,2 m |  |  |  | HMT120Z120 | [14 empty] | 42 | 42
| Connection Cable, M8-4F - M8-4M, 20 m |  |  |  | HMT120Z2000 | [14 empty] | 222 | 222
| Connection Cable, M8-4F - M8-4M, 3 m |  |  |  | HMT120Z300 | [14 empty] | 59 | 59
| Connection Cable, M8-4F - M8-4M, 5 m |  |  |  | HMT120Z500 | [14 empty] | 91 | 91
| Service |  |  |  | item code
| Calibration Care Agreement for HMT120 |  |  |  | CALCAREHMT120
| Special Calibration for New HMT120 |  |  |  | HMT120NPC
| Services for HMT120 |  |  |  | HMT120SERVICES
3
H
K
T
V
3
A
B
C
D
E
F
G
H
K
L
0
1
N
A
1
2
3
4
5
6
7
8
9
B
C
D
E
F
X
1
A
B
C
D
E
F
X
1
2
1
2
3
A
B
D
E
A
C
1
2
3
5
6
A
B
C
D
E
Z
0
1
A
Z

## HMS110
[17 empty] | Select grey column and press delete to clear selections => |  |  | TRUE
TRUE
|  |  |  | Price valid from: 2025-04-23 |  | Back to Index | [13 empty] | FALSE
HMS110
| Outdoor Humidity and Temperature Transmitter, ±2 %RH | [14 empty] | 0%
[5 empty] | Sparepart | Not valid Configuration | 1 | 2 | 3 | 4 | 5 | 6 | 7 | 8 | List Price (CAD) | Discounted
|  | Outdoor Humidity and Temperature Transmitter, ±2 %RH |  |  |  | HMS110 | 4: V; 5: A; 7: N; 8: N | 788 | 788 | Status | Selected | 0 | 0 | 0 | 0 | 0 | 0 | 0 | 0 | 0 | 0 | 0 | 0 | 0 | 0 | 0 | 0 | 0 | TRUE | TRUE | 0 | 0 | TRUE | TRUE
hardware | 1 | Output signals |  | 4...20 mA 2-wire loop-powered |  |  | 1: 2 |  |  | 0 |  | 0 | -1
|  |  |  | Modbus RTU | [12 empty] | 0 |  | -1 | 0 | bar: 1 to 8
settings | 2 | Measured parameter for channel 1 |  | RH 0...100% | [12 empty] | 0 |  |  | -1 | 0 | -1 | -1 | -1 | -1 | -1 | -1 | -1 | -1 | bar: 1 to 8
|  |  |  | Td -40...+60 °C (-40…+140 °F) | [12 empty] | 0 |  |  | -1 | -1 | 0 | -1 | -1 | -1 | -1 | -1 | -1 | -1 | bar: 2 to 8
|  |  |  | Temperature -40...+60 °C (-40…+140 °F) | [12 empty] | 0 |  |  | -1 | -1 | -1 | 0 | -1 | -1 | -1 | -1 | -1 | -1 | bar: 1 to 8
|  |  |  | Tw -40...+60 °C (-40…+140 °F) | [12 empty] | 0 |  |  | -1 | -1 | -1 | -1 | 0 | -1 | -1 | -1 | -1 | -1 | bar: 2 to 8
|  |  |  | H -40 … 460 kJ/kg (-10 … +190 BTU/lb) | [12 empty] | 0 |  |  | -1 | -1 | -1 | -1 | -1 | 0 | -1 | -1 | -1 | -1 | bar: 1 to 8
|  |  |  | No selection (Modbus model) | [12 empty] | 0 |  | -1 |  | -1 | -1 | -1 | -1 | -1 | 0 | -1 | -1 | -1 | bar: 2 to 8
|  |  |  | Td special scale, please specify: | [12 empty] | 0 |  |  | -1 | -1 | -1 | -1 | -1 | -1 | -1 | 0 | -1 | -1 | bar: 1 to 8
|  |  |  | Tw special scale, please specify: | [12 empty] | 0 |  |  | -1 | -1 | -1 | -1 | -1 | -1 | -1 | -1 | 0 | -1 | bar: 2 to 8
|  |  |  | h special scale, please specify: | [12 empty] | 0 |  |  | -1 | -1 | -1 | -1 | -1 | -1 | -1 | -1 | -1 | 0 | bar: 1 to 8
| 3 | Measured parameter for channel 2 |  | Td -40...+60 °C (-40…+140 °F) |  |  | 3: 0 |  |  | 0 |  |  | -1 | [9 empty] | 0 | -1 | -1 | -1 | -1 | -1
|  |  |  | T -40...+60 °C (-40…+140 °F) | [12 empty] | 0 |  |  | -1 | [9 empty] | -1 | 0 | -1 | -1 | -1 | -1 | bar: 3 to 8
|  |  |  | T -5...+55 °C (23…+131 °F) |  |  | 3: 2 |  |  | 0 |  |  | -1 | [9 empty] | -1 | -1 | 0 | -1 | -1 | -1
|  |  |  | T 0...+50 °C (32…+122 °F) |  |  | 3: 3 |  |  | 0 |  |  | -1 | [9 empty] | -1 | -1 | -1 | 0 | -1 | -1
|  |  |  | No selection (Modbus model) | [12 empty] | 0 |  | -1 | [10 empty] | -1 | -1 | -1 | -1 | 0 | -1 | bar: 1 to 8
|  |  |  | T special scale, please specify: | [12 empty] | 0 |  |  | -1 | [9 empty] | -1 | -1 | -1 | -1 | -1 | 0 | bar: 3 to 8
hardware | 4 | Identity |  | Vaisala | [12 empty] | 0 | TRUE | [17 empty] | 0 | bar: 1 to 8
| 5 | Humidity sensor |  | Robust general purpose humidity sensor (180R) | [12 empty] | 0 | TRUE | [18 empty] | 0 | bar: 1 to 8
accessory | 6 | User guide |  | No User's Guide |  |  | 6: 0 |  |  | 0 | [20 empty] | 0 | -1
|  |  | • | Multilingual Quick Guide for HMDW110 Series | [10 empty] | 19 | 19 | 0 | [20 empty] | -1 | 0 | bar: 6 to 8
| 7 | Reserved |  | No display | [12 empty] | 0 | TRUE | [21 empty] | 0 | bar: 1 to 8
| 8 | Reserved2 |  | No option2 | [12 empty] | 0 | TRUE | [22 empty] | 0 | bar: 1 to 8
[6 empty] | HMS110 | 1: VANN | 788 | 788 | 0
| Note: |  | Selections in bold are included in the prices of the basic versions.
|  | • | Selections in italic are available at an extra price.
| Links: |  | User guide
Datasheet
Technical drawing
Vaisala.com product page
Services (online store)
| accessory |  |  |  | item code
| Conduit Fitting + O-Rin M16x1.5 / PG9, RE-MS |  |  |  | 210674SP | [9 empty] | 42 | 42
| Conduit fitting + O‑ring (M16×1.5 / NPT1/2") |  |  |  | 210675SP | [9 empty] | 42 | 42
| USB Service Cable M8-4F, RS485 |  |  |  | 219690 | [9 empty] | 162 | 162
| MI70 Connection Cable with M8-4F Connector |  |  |  | 219980SP | [9 empty] | 232 | 232
| Terminal Block, Blue PK1304D 4P |  |  |  | 236620SP | [9 empty] | 20 | 20
| Membrane Filter PC White UV stabilized |  |  |  | ASM210856SP | [9 empty] | 42 | 42
| Porous PTFE Filter Ø12, L22mm |  |  |  | DRW239993SP | [9 empty] | 42 | 42
| Service |  |  |  | item code
| Services for HMS110 |  |  |  | HMS110SERVICES
2
M
A
B
C
D
H
N
X
Y
Z
0
1
2
3
N
X
V
A
0
1
N
N

## HMPX
Select grey cells and press delete to clear selections =>
|  |  |  | Price valid from: 2025-04-23 |  | Back to Index
HMPX
| Humidity and Temperature Probe | [17 empty] | 0%
[5 empty] | Sparepart | No configuration checking! | 1 | 2 | 3 | 4 | 5 | 6 | 7 | 8 | 9 | 10 | 11 | List Price (CAD) | Discounted | Item code
|  | Humidity and Temperature Probe |  |  |  | HMPX | [11 empty] | 0 | 0 | bar: 1 to 4
hardware | 1 | Probe Head | • | HMP3 general purpose probe |  |  | 1: 3 | 1922 | 1922
|  |  | • | HMP4 probe for pressures up to 100 bar |  |  | 1: 4 | 3361 | 3361
|  |  | • | HMP5 probe for high temperature and flange mounting |  |  | 1: 5 | 2983 | 2983
|  |  | • | HMP7 probe for high humidity |  |  | 1: 7 | 2904 | 2904
|  |  | • | HMP8 probe for pressures up to 40 bar |  |  | 1: 8 | 3282 | 3282
| 2 | Cable Length |  | HMP3 with 2m cable | bar: 1 to 4
HMP4 with 2m cable | bar: 2 to 4
HMP5 with 2m cable | bar: 1 to 4
|  |  | • | HMP5 with 10m cable | [13 empty] | 681 | 681 | bar: 2 to 4
HMP7 with 2m cable | bar: 1 to 4
|  |  | • | HMP7 with 10m cable | [13 empty] | 681 | 681 | bar: 2 to 4
HMP8 with 262mm probe head and 2m cable | bar: 1 to 4
HMP3 with 0.15m cable | bar: 2 to 4
|  |  | • | HMP3 with 5m cable | [13 empty] | 341 | 341 | bar: 1 to 4
|  |  | • | HMP3 with 10m cable | [13 empty] | 681 | 681 | bar: 2 to 4
HMP7 with 0.15m cable | bar: 1 to 4
|  |  | • | HMP8 with 262mm probe head and 10m cable | [13 empty] | 681 | 681 | bar: 2 to 4
| 3 | Sensor Type |  | Humicap R2 composite sensor, allows sensor purge | bar: 1 to 4
|  |  |  | Humicap R2 sensor, no sensor purge |  |  | 3: 2
|  |  |  | Catalytic Humicap sensor, allows sensor purge |  |  | 3: 3
|  |  |  | Catalytic Humicap sensor, no sensor purge |  |  | 3: 4
| 4 | Filter Type |  | Plastic grid & SST net filter | DRW010281SP | bar: 1 to 4
|  |  |  | Sintered Stainless Steel filter | HM47280SP | bar: 4
|  |  |  | Plastic grid filter, HMP3 | DRW010276SP | bar: 1 to 4
|  |  |  | Stainless Steel Grid | HM47453SP | bar: 4
|  |  |  | SST membrane filter, HMP7 fuel cell | 214848SP | bar: 1 to 4
|  |  |  | SST Grid for High Flow, All probes | 220752SP | bar: 4
settings | 5 | Purge and Heating |  | Start-up purge off, interval purge on, probe heat off |  |  | 5: 0
Start-up purge off, interval purge off, probe heat off | bar: 5
|  |  |  | Start-up purge off, interval purge on, probe heat on |  |  | 5: 2
|  |  |  | Start-up purge on, interval purge on, probe heat off |  |  | 5: 3
|  |  |  | Start-up purge on, interval purge off, probe heat off |  |  | 5: 4
|  |  |  | Start-up purge on, interval purge on, probe heat on |  |  | 5: 5
|  |  |  | Start-up purge on, interval purge off, probe heat on |  |  | 5: 6
|  |  |  | Purge on, fast probe heat on (optimized for e.g. Fuel cell application) |  |  | 5: 7
|  |  |  | HS-tech start-up purge on interval purge off, fast probe heat on, swarm off |  |  | 5: 8
| 6 | Baud Rate |  | 19200 - Use with Indigo transmitters | bar: 1 to 4; 6
9600 | bar: 6
| 7 | Parity, Data Bit, Stop Bit |  | 8, N, 2 - Use with Indigo transmitters |  |  | 7: 0
8, N, 1 | bar: 7
|  |  |  | 8, E, 1 |  |  | 7: 2
|  |  |  | 8, E, 2 |  |  | 7: 3
|  |  |  | 8, O, 1 |  |  | 7: 4
|  |  |  | 8, O, 2 |  |  | 7: 5
| 8 | Probe Modbus Address |  | 240 - Use with Indigo transmitters | bar: 1 to 4; 8
110 | bar: 8
120 | bar: 1 to 4; 8
130 | bar: 8
140 | bar: 1 to 4; 8
150 | bar: 8
160 | bar: 1 to 4; 8
170 | bar: 8
180 | bar: 1 to 4; 8
190 | bar: 8
| 9 | Custom |  | English certificate |  |  | 9: 0
|  |  | • | English certificate, custom text to probe body, please specify (max 10 char.) | [13 empty] | 53 | 53 | bar: 9
|  |  | • | Japanese calibration certificate and Traceability chart |  |  | 9: 2 | 274 | 274
|  |  | • | Japanese calibration certificate, custom text to probe body, please specify, max 10 char: |  |  | 9: 3 | 326 | 326
accessory | 10 | Probe Mounting Accessory |  | No accessories |  |  | 10: 0
Installed into INDIGO500MIK INDIGO500MIK must be ordered separately | bar: 10
|  |  | • | Duct Installation Kit for HMP3/HMP7 | 210697 | [12 empty] | 121 | 121 | bar: 1 to 10
|  |  | • | Cable gland Agro, for sealing HMP3/HMP7 cable | HMP247CG | [12 empty] | 79 | 79 | bar: 10
|  |  |  | Fitting body M22 x 1,5, for HMP4 | 17223SP | bar: 1 to 10
|  |  |  | Fitting body NPT 1/2", for HMP4 | 17225SP | bar: 10
|  |  | • | Mounting flange, for HMP5 | 210696 | [12 empty] | 121 | 121 | bar: 1 to 10
|  |  | • | Swagelok NPT 1/2", for HMP7 | SWG12NPT12 | [12 empty] | 101 | 101 | bar: 10
|  |  | • | Swagelok ISO 3/8", for HMP7 | SWG12ISO38 | [12 empty] | 101 | 101 | bar: 1 to 10
|  |  | • | Swagelok ISO 1/2", for HMP7 | SWG12ISO12 | [12 empty] | 140 | 140 | bar: 10
|  |  | • | Warmed probe accessory for HMP7 with TMP1 | [13 empty] | 360 | 360 | bar: 1 to 10
|  |  | • | Ball Valve ISO 1/2", for HMP8 | BALLVALVE-1 | [12 empty] | 199 | 199 | bar: 10
|  |  |  | Pressure fitting NPT 1/2", for HMP8 | 212810SP | bar: 1 to 10
|  |  |  | Pressure fitting ISO 1/2", for HMP8 | DRW212076SP | bar: 10
|  |  | • | Pressure fittings ISO 1/2" + NPT 1/2", for HMP8 | [13 empty] | 101 | 101 | bar: 1 to 10
|  |  | • | Fitting bodies M22 x 1,5 + NPT 1/2", for HMP4 | [13 empty] | 101 | 101 | bar: 10
| 11 | Connection Cable |  | No connection cable |  |  | 11: 0
|  |  | • | 1,5m connection cable with open wires | 223263SP | [12 empty] | 59 | 59 | bar: 11
|  |  | • | 10m connection cable with open wires |  |  | 11: 2 | 140 | 140
|  |  | • | 0.3m connection cable with open wires | CBL210896-03MSP |  | 11: 3 | 59 | 59
[6 empty] | HMPX | [11 empty] | 0 | 0
| Note: |  | Selections in bold are included in the prices of the basic versions.
|  | • | Selections in italic are available at an extra price.
| Links: |  | User guide
Datasheet
Technical drawing
Services (online store)
| accessory |  |  |  | item code
| Fitting Body M22x1.5 |  |  |  | 17223SP | [12 empty] | 108 | 108
| Mounting Flange for 13.5mm Diameter Probe |  |  |  | 210696 | [12 empty] | 153 | 153
| Duct Installation Kit For 12mm Probe 210697 |  |  |  | 210697 | [12 empty] | 137 | 137
| Fitting Body Npt1/2 Solid Structure |  |  |  | 212810SP | [12 empty] | 108 | 108
| Stainless Steel Filter High Flow |  |  |  | 220752SP | [12 empty] | 87 | 87
| Connection Cable, M12-5F - Open Wires, 1.5 m |  |  |  | 223263SP | [12 empty] | 71 | 71
| Connection Cable, M12-5F 90° - Open Wires, 0.6 m |  |  |  | 244669SP | [12 empty] | 71 | 71
| Connection Cable M12-5F - Open Wires, Hygienic Design, 1.5m |  |  |  | 254294SP | [12 empty] | 66 | 66
| Connection Cable M12-5F - Open Wires, Hygienic Design, 3m |  |  |  | 254295SP | [12 empty] | 83 | 83
| Connection Cable M12-5F - Open Wires, Hygienic Design, 5m |  |  |  | 254296SP | [12 empty] | 95 | 95
| Connection Cable M12-5F - Open Wires, Hygienic Design, 10m |  |  |  | 254297SP | [12 empty] | 106 | 106
| Connection Cable, M12-5F - Open Wires, 3 m |  |  |  | 26719SP | [12 empty] | 94 | 94
| Probe Connection Cable (M12-M12), 1.5 m |  |  |  | 272075SP | [12 empty] | 133 | 133
| Ball Valve ISO1/2 with Welding Joint |  |  |  | BALLVALVE-1 | [12 empty] | 256 | 256
| Flat Cable, M12-5(M) - M12-5(F), 1m |  |  |  | CBL210493SP | [12 empty] | 143 | 143
| Connection cable, M12-5F - open wires, 0.3 m |  |  |  | CBL210896-03MSP | [12 empty] | 76 | 76
| Metal Coated PPS Grid Filter with Stainless Steel Mesh, Female Thread |  |  |  | DRW010281SP | [12 empty] | 42 | 42
| Fitting Body Iso1/2 Solid Structure |  |  |  | DRW212076SP | [12 empty] | 108 | 108
| Sintered Stainless Steel Filter, Female Thread |  |  |  | HM47280SP | [12 empty] | 87 | 87
| Probe Connection Cable (M12-M12), 10 m |  |  |  | INDIGOCABLE10M | [12 empty] | 197 | 197
| Probe Connection Cable, M12-5F - M12-5M, 1 m |  |  |  | INDIGOCABLE1M | [12 empty] | 105 | 105
| Probe Connection Cable, M12-5F - M12-5M, 3 m |  |  |  | INDIGOCABLE3M | [12 empty] | 125 | 125
| Probe Connection Cable, M12-5F - M12-5M, 5 m |  |  |  | INDIGOCABLE5M | [12 empty] | 157 | 157
| Swagelok for 12mm Probe 1/2" ISO Thread |  |  |  | SWG12ISO12 | [12 empty] | 167 | 167
| Swagelok for 12mm Probe 3/8" ISO Thread |  |  |  | SWG12ISO38 | [12 empty] | 113 | 113
| Swagelok for 12mm Probe 1/2" NPT Thread |  |  |  | SWG12NPT12 | [12 empty] | 113 | 113
| Indigo-compatible USB Adapter |  |  |  | USB2 | [12 empty] | 157 | 157
| Service |  |  |  | item code
| Services for HMP3 |  |  |  | HMP3SERVICES
| Services for HMP4 |  |  |  | HMP4SERVICES
| Services for HMP5 |  |  |  | HMP5SERVICES
| Services for HMP7 |  |  |  | HMP7SERVICES
| Services for HMP8 |  |  |  | HMP8SERVICES
| Services for HMP9 |  |  |  | HMP9SERVICES
3
4
5
7
8
A
B
C
D
E
F
G
H
J
K
L
M
1
2
3
4
A
B
C
D
E
F
0
1
2
3
4
5
6
7
8
A
B
0
1
2
3
4
5
A
B
C
D
E
F
G
H
J
K
0
1
2
3
0
1
B
C
D
E
F
G
H
J
K
L
M
N
P
R
0
1
2
3

## HMP63T
[16 empty] | Select grey column and press delete to clear selections => |  |  | TRUE
TRUE
|  |  |  | Price valid from: 2025-04-23 |  | Back to Index | [12 empty] | FALSE
HMP63T
| Temperature Probe with plastic body and accuracy of ±0.5 °C | [13 empty] | 0%
[5 empty] | Sparepart | Not valid Configuration | 1 | 2 | 3 | 4 | 5 | 6 | 7 | List Price (CAD) | Discounted
|  | Temperature Probe with plastic body and accuracy of ±0.5 °C |  |  |  | HMP63T | R | 0 |  | 6 | 1 |  | 0 | 180 | 180 | Status | Selected | TRUE | TRUE | 0 | 0 | 0 | 0 | TRUE | TRUE | 0 | 0 | TRUE
hardware | 1 | Output Signals |  | RS-485 | [11 empty] | 0 | TRUE | 0 | bar: 1 to 7
settings | 2 | Analog Output Range |  | RS485 Digital Mode: All Parameters |  |  | 2: 0 |  |  | 0 | TRUE |  | 0
hardware | 3 | Sensor Protection |  | Plastic Grid with Filter | ASM210856SP | [10 empty] | 0 |  |  |  | 0 | -1 | -1 | -1 | bar: 1 to 7
|  |  |  | Plastic Filter PC, White, M10x1 | [11 empty] | 0 |  |  |  | -1 | 0 | -1 | -1 | bar: 3 to 7
|  |  |  | Sintered Filter AISI 316L | HM47280SP | [10 empty] | 0 |  |  |  | -1 | -1 | 0 | -1 | bar: 1 to 7
|  |  |  | Porous PTFE Filter | 219452SP | [10 empty] | 0 |  |  |  | -1 | -1 | -1 | 0 | bar: 3 to 7
accessory | 4 | Accessories |  | Probe Sleeve for CWL100 |  |  | 4: 6 |  |  | 0 | TRUE | [6 empty] | 0
| 5 | Probe Cable Length |  | No Cable | [11 empty] | 0 | TRUE | [7 empty] | 0 | bar: 1 to 7
| 6 | User Guide |  | No User's Guide | [11 empty] | 0 | [9 empty] | 0 | -1 | bar: 1 to 7
|  |  |  | User Guide HMP63 | [11 empty] | 0 | [9 empty] | -1 | 0 | bar: 6 to 7
| 7 | Special |  | No Converter |  |  | 7: 0 |  |  | 0 | TRUE | [10 empty] | 0
[6 empty] | HMP63T | 1: R0610 | 180 | 180 | 0
| Note: |  | Selections in bold are included in the prices of the basic versions.
|  | • | Selections in italic are available at an extra price.
| Links: |  | User guide
Datasheet
Technical drawing
Services (online store)
R
0
A
B
C
D
6
1
A
B
0

## HMP63
[18 empty] | Select grey column and press delete to clear selections => |  |  | TRUE
TRUE
|  |  |  | Price valid from: 2025-04-23 |  | Back to Index | [14 empty] | FALSE
HMP63
| Humidity and Temperature Probe with plastic body and accuracy of ±3% | [15 empty] | 0%
[5 empty] | Sparepart | Not valid Configuration | 1 | 2 | 3 | 4 | 5 | 6 | 7 | 8 | 9 | List Price (CAD) | Discounted
|  | Humidity and Temperature Probe with plastic body and accuracy of ±3% |  |  |  | HMP63 | [9 empty] | 336 | 336 | Status | Selected | 0 | 0 | 0 | 0 | 0 | 0 | 0 | 0 | 0 | 0 | 0 | 0 | 0 | 0 | 0 | 0 | 0 | 0 | 0 | 0 | 0 | 0 | 0 | 0 | 0 | 0 | 0 | 0 | 0 | 0 | TRUE | 0 | 0 | 0 | 0 | 0 | 0 | 0 | 0 | 0 | 0 | bar: 1 to 9
hardware | 1 | Output Signals |  | 0...1V Output | [13 empty] | 0 |  | 0 | -1 | -1 | -1 | -1 | -1 | -1 | -1 | -1 | bar: 1 to 9
|  |  |  | 0...2.5V Output | [13 empty] | 0 |  | -1 | 0 | -1 | -1 | -1 | -1 | -1 | -1 | -1 | bar: 1 to 9
|  |  |  | 0...5V Output | [13 empty] | 0 |  | -1 | -1 | 0 | -1 | -1 | -1 | -1 | -1 | -1 | bar: 1 to 9
|  |  |  | 1...5V Output | [13 empty] | 0 |  | -1 | -1 | -1 | 0 | -1 | -1 | -1 | -1 | -1 | bar: 1 to 9
|  |  |  | Scaling for 4…20mA loop power converter | [13 empty] | 0 |  | -1 | -1 | -1 | -1 | 0 | -1 | -1 | -1 | -1 | bar: 1 to 9
|  |  |  | Modbus RTU | [13 empty] | 0 |  | -1 | -1 | -1 | -1 | -1 | 0 | -1 | -1 | -1 | bar: 1 to 9
|  |  |  | RS-485 | [13 empty] | 0 |  | -1 | -1 | -1 | -1 | -1 | -1 | 0 | -1 | -1 | bar: 1 to 9
|  |  |  | Serial Interface Mode Vaisala Host Devices (HMT120, HMT130, HM40) | [13 empty] | 0 |  | -1 | -1 | -1 | -1 | -1 | -1 | -1 | 0 | -1 | bar: 1 to 9
|  |  |  | Modbus RTU with custom address, please specify: | [13 empty] | 0 |  | -1 | -1 | -1 | -1 | -1 | -1 | -1 | -1 | 0 | bar: 1 to 9
settings | 2 | Measured Parameter for Channel 1 |  | RS485 Digital Mode: All Parameters |  |  | 2: 0 |  |  | 0 |  | -1 | -1 | -1 | -1 | -1 | 1 |  |  |  | 0 | -1 | -1 | -1 | -1 | -1 | -1
|  |  |  | RH (0...100%) | [13 empty] | 0 | [6 empty] | -1 | -1 | -1 |  | -1 | 0 | -1 | -1 | -1 | -1 | -1 | bar: 2 to 9
|  |  |  | T -40...+60 °C |  |  | 2: 2 |  |  | 0 | [6 empty] | -1 | -1 | -1 |  | -1 | -1 | 0 | -1 | -1 | -1 | -1
|  |  |  | Td -40...+60°C |  |  | 2: 3 |  |  | 0 | [6 empty] | -1 | -1 | -1 |  | -1 | -1 | -1 | 0 | -1 | -1 | -1
|  |  |  | Tw -40...+60°C |  |  | 2: 7 |  |  | 0 | [6 empty] | -1 | -1 | -1 |  | -1 | -1 | -1 | -1 | 0 | -1 | -1
|  |  |  | h (-40...460 kJ/kg) |  |  | 2: 8 |  |  | 0 | [6 empty] | -1 | -1 | -1 |  | -1 | -1 | -1 | -1 | -1 | 0 | -1
|  |  |  | Special scale, please specify parameter and range: | [13 empty] | 0 | [6 empty] | -1 | -1 | -1 |  | -1 | -1 | -1 | -1 | -1 | -1 | 0 | bar: 1 to 9
| 3 | Measured Parameter for Channel 2 |  | RS-485 or Current Interface |  |  | 3: 0 |  |  | 0 | [6 empty] | 1 | [10 empty] | 0 | -1 | -1 | -1 | -1 | -1 | -1
|  |  |  | RH (0...100%) | [13 empty] | 0 | [5 empty] | -1 | -1 | -1 | -1 |  | -1 | [6 empty] | -1 | 0 | -1 | -1 | -1 | -1 | -1 | bar: 3 to 9
|  |  |  | T -40...+60 °C |  |  | 3: 2 |  |  | 0 | [5 empty] | -1 | -1 | -1 | -1 |  | -1 | [6 empty] | -1 | -1 | 0 | -1 | -1 | -1 | -1
|  |  |  | Td -40...+60 °C |  |  | 3: 3 |  |  | 0 | [5 empty] | -1 | -1 | -1 | -1 |  | -1 | [6 empty] | -1 | -1 | -1 | 0 | -1 | -1 | -1
|  |  |  | Tw -40...+60°C |  |  | 3: 7 |  |  | 0 | [6 empty] | -1 | -1 | -1 | [8 empty] | -1 | -1 | -1 | -1 | 0 | -1 | -1
|  |  |  | h -40...460 kJ/kg |  |  | 3: 8 |  |  | 0 | [6 empty] | -1 | -1 | -1 | [8 empty] | -1 | -1 | -1 | -1 | -1 | 0 | -1
|  |  |  | Special scale, please specify parameter and range: | [13 empty] | 0 | [5 empty] | -1 | -1 | -1 | -1 |  | -1 | [6 empty] | -1 | -1 | -1 | -1 | -1 | -1 | 0 | bar: 1 to 9
hardware | 4 | Sensor Protection |  | Plastic Grid with Filter | ASM210856SP | [12 empty] | 0 | [24 empty] | 0 | -1 | -1 | -1 | bar: 1 to 9
|  |  |  | Plastic Grid | DRW240185SP | [12 empty] | 0 | [24 empty] | -1 | 0 | -1 | -1 | bar: 4 to 9
|  |  |  | Sintered Filter AISI 316L | HM47280SP | [12 empty] | 0 | [24 empty] | -1 | -1 | 0 | -1 | bar: 1 to 9
|  |  |  | Porous PTFE Filter | 219452SP | [12 empty] | 0 | [24 empty] | -1 | -1 | -1 | 0 | bar: 4 to 9
accessory | 5 | Accessories |  | No Accessories |  |  | 5: 0 |  |  | 0 | [28 empty] | 0 | -1 | -1
|  |  |  | Probeholder For HMP113 and HMP63 | DRW238590SP |  | 5: 2 |  |  | 0 | [28 empty] | -1 | 0 | -1
|  |  |  | Probe Sleeve for CWL100 |  |  | 5: 6 |  |  | 0 | [28 empty] | -1 | -1 | 0
hardware | 6 | Humidity Sensor |  | Extra fast response humidity sensor | 15778HM | [12 empty] | 0 | TRUE | [30 empty] | 0 | bar: 1 to 9
accessory | 7 | Probe Cable Length |  | No Cable | [13 empty] | 0 | [32 empty] | 0 | -1 | -1 | -1 | -1 | -1 | bar: 1 to 9
|  |  | • | Cable, Instrumentation, SH M8/4(F)-Open, 0.32m, BK | HMP50Z032SP |  | 7: 2 | 31 | 31 | 0 | [32 empty] | -1 | 0 | -1 | -1 | -1 | -1
|  |  | • | Shielded Cable, 3.0m, 4-pin M8 Female Straight | HMP50Z300SP |  | 7: 3 | 59 | 59 | 0 | [32 empty] | -1 | -1 | 0 | -1 | -1 | -1
|  |  | • | Shielded Cable, 1.5 m, High Temp | 225777SP |  | 7: 4 | 79 | 79 | 0 | [32 empty] | -1 | -1 | -1 | 0 | -1 | -1
|  |  | • | Shielded Cable, 3 m, High Temp | 225229SP |  | 7: 5 | 91 | 91 | 0 | [32 empty] | -1 | -1 | -1 | -1 | 0 | -1
|  |  | • | FEP Shielded Cable 180°C, 3m | [11 empty] | 101 | 101 | 0 | [32 empty] | -1 | -1 | -1 | -1 | -1 | 0 | bar: 7 to 9
| 8 | User Guide |  | No User's Guide | [13 empty] | 0 | [38 empty] | 0 | -1 | bar: 1 to 9
|  |  |  | Multilingual Quick Guide HMP60 HMP110 | [13 empty] | 0 | [38 empty] | -1 | 0 | bar: 8 to 9
| 9 | Special |  | No Converter |  |  | 9: 0 |  |  | 0 | [40 empty] | 0 | -1
|  |  | • | Component Board 4...20 mA loop powered converter | 4TO20MALOOPPOWERCONVERTER | [10 empty] | 81 | 81 | 0 |  | -1 | -1 | -1 | -1 |  |  | -1 | -1 |  | -1 | [29 empty] | -1 | 0 | bar: 9
[6 empty] | HMP63 | [9 empty] | 336 | 336 | 0 | bar: 1
| Note: |  | Selections in bold are included in the prices of the basic versions.
|  | • | Selections in italic are available at an extra price.
| Links: |  | User guide
Datasheet
Technical drawing
Vaisala.com product page
Services (online store)
| accessory |  |  |  | item code
| Vaisala INTERCAP® Humidity Sensor (1 pc) |  |  |  | 15778HM | [10 empty] | 106 | 106
| USB Service Cable M8-4F, RS485 |  |  |  | 219690 | [10 empty] | 162 | 162
| Shielded Cable, M8-4F - Open wires, 3 m |  |  |  | 225229SP | [10 empty] | 90 | 90
| Shielded Cable, M8-4F - Open wires, 1.5 m |  |  |  | 225777SP | [10 empty] | 78 | 78
| FEP Connection Cable, M8-4F - Open wires, 3 m |  |  |  | 226902SP | [10 empty] | 175 | 175
| Shielded Cable, 1.5 m SAC-4-P-1.5-PUR/M 8FR SH |  |  |  | 231519SP | [10 empty] | 133 | 133
| Connection Cable, M8-4F 90° - open wires, 3 m |  |  |  | 231520SP | [10 empty] | 173 | 173
| Shielded Cable, 5 m SAC-4-P-5.0-PUR/M 8FR SH |  |  |  | 231521SP | [10 empty] | 193 | 193
| Connection Cable, M8-4F 90° - Open wires, 10 m |  |  |  | 231522SP | [10 empty] | 225 | 225
| Shielded Cable, M8-4F - Open wires, 20 m |  |  |  | 235859SP | [10 empty] | 284 | 284
| Shielded Cable, M8-4F - Open wires, 15 m |  |  |  | 236407SP | [10 empty] | 236 | 236
| Magnetic Probe Holder, 5pcs |  |  |  | ASM213382SP | [10 empty] | 106 | 106
| Flat cable, M8-4(M) - M8-4(F), 1m |  |  |  | CBL210649SP | [10 empty] | 116 | 116
| Splitter cable for probes, 2 x M8-4M - M8-4M, 0.22 m |  |  |  | CBL210834SP | [10 empty] | 53 | 53
| Connection Cable, M8-4F - Open Wires, 0.32 m |  |  |  | HMP50Z032SP | [10 empty] | 42 | 42
| Connection Cable, M8-4F - Open Wires, 10 m |  |  |  | HMP50Z1000SP | [10 empty] | 175 | 175
| Shielded Cable, 1.20m 4-pin M8 Female Straight |  |  |  | HMP50Z120 | [10 empty] | 59 | 59
| Connection Cable, M8-4F - Open Wires, 3 m |  |  |  | HMP50Z300SP | [10 empty] | 67 | 67
| Connection Cable, M8-4F - Open Wires, 5 m |  |  |  | HMP50Z500SP | [10 empty] | 87 | 87
| Connection Cable, M8-4F - M8-4M, 10 m |  |  |  | HMT120Z1000 | [10 empty] | 172 | 172
| Connection Cable, M8-4F - M8-4M, 1,2 m |  |  |  | HMT120Z120 | [10 empty] | 42 | 42
| Connection Cable, M8-4F - M8-4M, 20 m |  |  |  | HMT120Z2000 | [10 empty] | 222 | 222
| Connection Cable, M8-4F - M8-4M, 3 m |  |  |  | HMT120Z300 | [10 empty] | 59 | 59
| Connection Cable, M8-4F - M8-4M, 5 m |  |  |  | HMT120Z500 | [10 empty] | 91 | 91
| Component Board 4...20 mA loop powered converter |  |  |  | UI-CONVERTER-1CB | [10 empty] | 81 | 81
| Service |  |  |  | item code
| Services for HMP63 |  |  |  | HMP63SERVICES
A
B
C
D
I
M
R
V
X
0
1
2
3
7
8
X
0
1
2
3
7
8
X
A
B
C
D
0
2
6
A
1
2
3
4
5
F
A
B
0
1

## HMP60
[18 empty] | Select grey column and press delete to clear selections => |  |  | TRUE
TRUE
|  |  |  | Price valid from: 2025-04-23 |  | Back to Index | [14 empty] | FALSE
(1 AND 2) OR (1 AND 3) OR (1 AND 4) OR (1 AND 5) OR (1 AND 6) OR (1 AND 7)
HMP60
| Humidity and Temperature Probe, ±3 %RH | [15 empty] | 0%
[5 empty] | Sparepart | Not valid Configuration | 1 | 2 | 3 | 4 | 5 | 6 | 7 | 8 | 9 | List Price (CAD) | Discounted
|  | Humidity and Temperature Probe, ±3 %RH |  |  |  | HMP60 | [9 empty] | 392 | 392 | Status | Selected | 0 | 0 | 0 | 0 | 0 | 0 | 0 | 0 | 0 | 0 | 0 | 0 | 0 | 0 | 0 | 0 | 0 | 0 | 0 | 0 | 0 | 0 | 0 | 0 | 0 | 0 | 0 | 0 | 0 | 0 | 0 | 0 | 0 | 0 | 0 | 0 | 0 | 0 | 0 | 0 | 0 | 0 | 0 | 0 | 0 | 0 | 0 | bar: 1 to 7
hardware | 1 | Output Signals |  | 0 ... 1 V | [13 empty] | 0 |  | 0 | -1 | -1 | -1 | -1 | -1 | -1 | -1 | -1 | -1 | bar: 1 to 7
|  |  |  | 0 ... 2.5 V | [13 empty] | 0 |  | -1 | 0 | -1 | -1 | -1 | -1 | -1 | -1 | -1 | -1 | bar: 1 to 7
|  |  |  | 0 ... 5 V | [13 empty] | 0 |  | -1 | -1 | 0 | -1 | -1 | -1 | -1 | -1 | -1 | -1 | bar: 1 to 7
|  |  |  | 1 ... 5 V | [13 empty] | 0 |  | -1 | -1 | -1 | 0 | -1 | -1 | -1 | -1 | -1 | -1 | bar: 1 to 7
|  |  |  | 0-1V with 1V as the error level | [13 empty] | 0 |  | -1 | -1 | -1 | -1 | 0 | -1 | -1 | -1 | -1 | -1 | bar: 1 to 7
|  |  |  | Scaling for 4…20mA loop power converter | [13 empty] | 0 |  | -1 | -1 | -1 | -1 | -1 | 0 | -1 | -1 | -1 | -1 | bar: 1 to 7
|  |  |  | Modbus RTU | [13 empty] | 0 |  | -1 | -1 | -1 | -1 | -1 | -1 | 0 | -1 | -1 | -1 | bar: 1 to 7
|  |  |  | RS-485 Output | [13 empty] | 0 |  | -1 | -1 | -1 | -1 | -1 | -1 | -1 | 0 | -1 | -1 | bar: 1 to 7
|  |  |  | Serial Interface Mode for Vaisala Host Devices (HMT120, HMT130, HM40) | [13 empty] | 0 |  | -1 | -1 | -1 | -1 | -1 | -1 | -1 | -1 | 0 | -1 | bar: 1 to 7
|  |  |  | Modbus RTU with custom address, please specify: | [13 empty] | 0 |  | -1 | -1 | -1 | -1 | -1 | -1 | -1 | -1 | -1 | 0 | bar: 1 to 7
settings | 2 | Measured Parameter for Channel 1 |  | RS485 Digital Mode: All Parameters |  |  | 2: 0 |  |  | 0 |  | -1 | -1 | -1 | -1 |  | -1 | 1 | 1 | 1 |  | 0 | -1 | -1 | -1 | -1 | -1 | -1
|  |  |  | RH (0...100%) | [13 empty] | 0 | [7 empty] | -1 | -1 | -1 |  | -1 | 0 | -1 | -1 | -1 | -1 | -1 | bar: 2 to 7
|  |  |  | T -40...+60 °C |  |  | 2: 2 |  |  | 0 | [7 empty] | -1 | -1 | -1 |  | -1 | -1 | 0 | -1 | -1 | -1 | -1
|  |  |  | Td -40...+60°C |  |  | 2: 3 |  |  | 0 | [7 empty] | -1 | -1 | -1 |  | -1 | -1 | -1 | 0 | -1 | -1 | -1
|  |  |  | Tw -40...+60°C |  |  | 2: 7 |  |  | 0 | [7 empty] | -1 | -1 | -1 |  | -1 | -1 | -1 | -1 | 0 | -1 | -1
|  |  |  | h (-40...460 kJ/kg) |  |  | 2: 8 |  |  | 0 | [7 empty] | -1 | -1 | -1 |  | -1 | -1 | -1 | -1 | -1 | 0 | -1
|  |  |  | Special scale, please specify parameter and range: | [13 empty] | 0 | [7 empty] | -1 | -1 | -1 |  | -1 | -1 | -1 | -1 | -1 | -1 | 0 | bar: 1 to 7
| 3 | Measured Parameter for Channel 2 |  | RS-485 or Current Interface |  |  | 3: 0 |  |  | 0 |  | -1 | -1 | -1 | -1 |  |  | 1 | 1 | 1 | [8 empty] | 0 | -1 | -1 | -1 | -1 | -1 | -1
|  |  |  | RH (0...100%) | [13 empty] | 0 | [6 empty] | -1 | -1 | -1 | -1 | [8 empty] | -1 | 0 | -1 | -1 | -1 | -1 | -1 | bar: 3 to 7
|  |  |  | T -40...+60 °C |  |  | 3: 2 |  |  | 0 | [6 empty] | -1 | -1 | -1 | -1 | [8 empty] | -1 | -1 | 0 | -1 | -1 | -1 | -1
|  |  |  | Td -40...+60 °C |  |  | 3: 3 |  |  | 0 | [6 empty] | -1 | -1 | -1 | -1 | [8 empty] | -1 | -1 | -1 | 0 | -1 | -1 | -1
|  |  |  | Tw -40...+60°C |  |  | 3: 7 |  |  | 0 | [6 empty] | -1 | -1 | -1 | -1 | [8 empty] | -1 | -1 | -1 | -1 | 0 | -1 | -1
|  |  |  | h -40...460 kJ/kg |  |  | 3: 8 |  |  | 0 | [6 empty] | -1 | -1 | -1 | -1 | [8 empty] | -1 | -1 | -1 | -1 | -1 | 0 | -1
|  |  |  | Special scale, please specify parameter and range: | [13 empty] | 0 | [6 empty] | -1 | -1 | -1 | -1 | [8 empty] | -1 | -1 | -1 | -1 | -1 | -1 | 0 | bar: 1 to 7
hardware | 4 | Sensor Protection |  | Plastic Grid with Filter | DRW010525SP | [12 empty] | 0 | [25 empty] | 0 | -1 | -1 | -1 | bar: 1 to 7
|  |  |  | Plastic Grid | DRW010522SP | [12 empty] | 0 | [25 empty] | -1 | 0 | -1 | -1 | bar: 4 to 7
|  |  | • | Stainless Steel Sintered Filter | HM46670SP | [10 empty] | 91 | 91 | 0 | [25 empty] | -1 | -1 | 0 | -1 | bar: 1 to 7
|  |  |  | Metal Grid with PTFE Membrane Filter | ASM212652SP | [12 empty] | 0 | [25 empty] | -1 | -1 | -1 | 0 | bar: 4 to 7
accessory | 5 | Mounting Accessories |  | No Accessories |  |  | 5: 0 |  |  | 0 | [29 empty] | 0 | -1 | -1 | -1
|  |  |  | Pair of plastic nuts | 18350SP | [12 empty] | 0 | [29 empty] | -1 | 0 | -1 | -1 | bar: 5 to 7
|  |  |  | Probe Holder for HMT120/130/140 |  |  | 5: 2 |  |  | 0 | [29 empty] | -1 | -1 | 0 | -1
|  |  | • | Duct Installation Kit | 215619 |  | 5: 3 | 24 | 24 | 0 | [29 empty] | -1 | -1 | -1 | 0
hardware | 6 | Humidity Sensor |  | Extra fast response humidity sensor | 15778HM | [12 empty] | 0 | [33 empty] | 0 | bar: 1 to 7
accessory | 7 | Probe Cable Length |  | No Cable | [13 empty] | 0 | [34 empty] | 0 | -1 | -1 | -1 | -1 | -1 | -1 | -1 | bar: 1 to 7
|  |  | • | Cable, Instrumentation, SH M8/4(F)-Open, 0.32m, BK | HMP50Z032SP |  | 7: 2 | 31 | 31 | 0 | [34 empty] | -1 | 0 | -1 | -1 | -1 | -1 | -1 | -1
|  |  | • | Shielded Cable, 3.0m, 4-pin M8 Female Straight | HMP50Z300SP |  | 7: 3 | 59 | 59 | 0 | [34 empty] | -1 | -1 | 0 | -1 | -1 | -1 | -1 | -1
|  |  | • | Shielded Cable, 1.5 m, High Temp | 225777SP |  | 7: 4 | 79 | 79 | 0 | [34 empty] | -1 | -1 | -1 | 0 | -1 | -1 | -1 | -1
|  |  | • | Shielded Cable, 3 m, High Temp | 225229SP |  | 7: 5 | 91 | 91 | 0 | [34 empty] | -1 | -1 | -1 | -1 | 0 | -1 | -1 | -1
|  |  | • | Shielded Cable, 2m, snap in connector |  |  | 7: 6 | 27 | 27 | 0 | [34 empty] | -1 | -1 | -1 | -1 | -1 | 0 | -1 | -1
|  |  | • | FEP Shielded Cable 180°C, 3m | [11 empty] | 101 | 101 | 0 | [34 empty] | -1 | -1 | -1 | -1 | -1 | -1 | 0 | -1 | bar: 1 to 7
|  |  | • | FEP Shielded Cable 180°C, 1.5m | [11 empty] | 91 | 91 | 0 | [34 empty] | -1 | -1 | -1 | -1 | -1 | -1 | -1 | 0 | bar: 7
| 8 | User Guide |  | No User's Guide | [13 empty] | 0 | [42 empty] | 0 | -1 | bar: 1 to 8
|  |  |  | Multilingual Quick Guide HMP60 HMP110 | [13 empty] | 0 | [42 empty] | -1 | 0 | bar: 8
hardware | 9 | Special |  | No Converter |  |  | 9: 0 |  |  | 0 | [44 empty] | 0 | -1 | -1
|  |  | • | Component Board 4...20 mA loop powered converter | 4TO20MALOOPPOWERCONVERTER | [10 empty] | 81 | 81 | 0 | [44 empty] | -1 | 0 | -1 | -1 | bar: 9
|  |  |  | Always use single unit packaging |  |  | 9: 2 |  |  | 0 | [44 empty] | -1 | -1 | 0
[6 empty] | HMP60 | [9 empty] | 392 | 392 | 0
| Note: |  | Selections in bold are included in the prices of the basic versions.
|  | • | Selections in italic are available at an extra price.
| Links: |  | User guide
Datasheet
Technical drawing
Vaisala.com product page
Services (online store)
| accessory |  |  |  | item code
| Vaisala INTERCAP® Humidity Sensor (1 pc) |  |  |  | 15778HM | [10 empty] | 106 | 106
| Duct Installation Kit |  |  |  | 215619 | [10 empty] | 24 | 24
| USB Service Cable M8-4F, RS485 |  |  |  | 219690 | [10 empty] | 162 | 162
| Shielded Cable, M8-4F - Open wires, 3 m |  |  |  | 225229SP | [10 empty] | 90 | 90
| Shielded Cable, M8-4F - Open wires, 1.5 m |  |  |  | 225777SP | [10 empty] | 78 | 78
| Probe Mounting Flange HMM100 |  |  |  | 226061 | [10 empty] | 78 | 78
| Probe Mounting Clamps (10 pcs) Probe Ø12 |  |  |  | 226067 | [10 empty] | 194 | 194
| FEP Connection Cable, M8-4F - Open wires, 3 m |  |  |  | 226902SP | [10 empty] | 175 | 175
| Shielded Cable, 1.5 m SAC-4-P-1.5-PUR/M 8FR SH |  |  |  | 231519SP | [10 empty] | 133 | 133
| Connection Cable, M8-4F 90° - open wires, 3 m |  |  |  | 231520SP | [10 empty] | 173 | 173
| Shielded Cable, 5 m SAC-4-P-5.0-PUR/M 8FR SH |  |  |  | 231521SP | [10 empty] | 193 | 193
| Connection Cable, M8-4F 90° - Open wires, 10 m |  |  |  | 231522SP | [10 empty] | 225 | 225
| Shielded Cable, M8-4F - Open wires, 20 m |  |  |  | 235859SP | [10 empty] | 284 | 284
| Shielded Cable, M8-4F - Open wires, 15 m |  |  |  | 236407SP | [10 empty] | 236 | 236
| Magnetic Probe Holder, 5pcs |  |  |  | ASM213382SP | [10 empty] | 106 | 106
| Flat cable, M8-4(M) - M8-4(F), 1m |  |  |  | CBL210649SP | [10 empty] | 116 | 116
| Splitter cable for probes, 2 x M8-4M - M8-4M, 0.22 m |  |  |  | CBL210834SP | [10 empty] | 53 | 53
| Sensor Protection Grid DRW010522 |  |  |  | DRW010522SP | [10 empty] | 42 | 42
| Metal Coated PPS Grid Filter with PTFE membrane, Male Thread |  |  |  | DRW010525SP | [10 empty] | 42 | 42
| Porous Sintered PTFE Filter Ø12, L25mm |  |  |  | DRW244938SP | [10 empty] | 91 | 91
| Sintered Stainless Steel Filter, Male Thread |  |  |  | HM46670SP | [10 empty] | 87 | 87
| Connection Cable, M8-4F - Open Wires, 0.32 m |  |  |  | HMP50Z032SP | [10 empty] | 42 | 42
| Connection Cable, M8-4F - Open Wires, 10 m |  |  |  | HMP50Z1000SP | [10 empty] | 175 | 175
| Shielded Cable, 1.20m 4-pin M8 Female Straight |  |  |  | HMP50Z120 | [10 empty] | 59 | 59
| Connection Cable, M8-4F - Open Wires, 3 m |  |  |  | HMP50Z300SP | [10 empty] | 67 | 67
| Connection Cable, M8-4F - Open Wires, 5 m |  |  |  | HMP50Z500SP | [10 empty] | 87 | 87
| Connection Cable, M8-4F - M8-4M, 10 m |  |  |  | HMT120Z1000 | [10 empty] | 172 | 172
| Connection Cable, M8-4F - M8-4M, 1,2 m |  |  |  | HMT120Z120 | [10 empty] | 42 | 42
| Connection Cable, M8-4F - M8-4M, 20 m |  |  |  | HMT120Z2000 | [10 empty] | 222 | 222
| Connection Cable, M8-4F - M8-4M, 3 m |  |  |  | HMT120Z300 | [10 empty] | 59 | 59
| Connection Cable, M8-4F - M8-4M, 5 m |  |  |  | HMT120Z500 | [10 empty] | 91 | 91
| Component Board 4...20 mA loop powered converter |  |  |  | UI-CONVERTER-1CB | [10 empty] | 81 | 81
A
B
C
D
E
I
M
R
V
X
0
1
2
3
7
8
X
0
1
2
3
7
8
X
A
B
C
F
0
1
2
3
A
1
2
3
4
5
6
F
J
A
B
0
1
2

## HMP370EX
Select grey cells and press delete to clear selections =>
|  |  |  | Price valid from: 2025-04-23 |  | Back to Index
HMP370EX
| Intrinsically Safe Humidity and Temperature Probe | [12 empty] | 0%
[5 empty] | Sparepart | No configuration checking! | 1 | 2 | 3 | 4 | 5 | 6 | List Price (CAD) | Discounted | Item code
|  | Intrinsically Safe Humidity and Temperature Probe |  |  |  | HMP370EX | [6 empty] | 0 | 0 | bar: 1 to 3
hardware | 1 | Probe Model | • | HMP371 Probe for Wall Mounting | [8 empty] | 1371 | 1371 | bar: 1 to 3
|  |  | • | HMP373 Probe for Confined Spaces |  |  | 1: 3 | 1618 | 1618
|  |  | • | HMP374 Probe for Pressurized Processes |  |  | 1: 4 | 3341 | 3341
|  |  | • | HMP375 Probe for High Temperatures |  |  | 1: 5 | 2760 | 2760
|  |  | • | HMP377 Probe for High Humidities |  |  | 1: 7 | 2429 | 2429
|  |  | • | HMP378 Probe for Pressurized Pipelines |  |  | 1: 8 | 3052 | 3052
|  |  | • | HMP378F Probe for Moisture in Oil | [8 empty] | 3509 | 3509 | bar: 1 to 3
|  |  | • | HMP378H Probe for Moisture in JET A-1 Fuel | [8 empty] | 4567 | 4567 | bar: 1 to 3
| 2 | Ex certification and Region |  | IECEx Certificate for HMP370EX (Global) | bar: 1 to 3
|  |  |  | ATEX Certificate for HMP370EX (Europe) |  |  | 2: 2
|  |  |  | CML Certificate for HMP370EX |  |  | 2: 4
|  |  |  | FM Certificate for HMP370EX (USA and Canada) |  |  | 2: 5
|  |  |  | NEPSI Certificate for HMP370EX (China) |  |  | 2: 8
|  |  |  | KCs Certificate for HMP370EX (Korea) |  |  | 2: 9
UKEX Certificate for HMP370EX (UK) | bar: 1 to 3
| → Expand | Probe Cable Length and Sensor |  | HMP378F/H: Probe Cable 2 m, Probe 215 mm ,max +180 °C | bar: 1 to 3
|  |  | • | HMP378F/H: Probe Cable 5 m, Probe 215 mm ,max +180 °C |  |  | 3: 2 | 313 | 313
|  |  | • | HMP378F/H: Probe Cable 10 m, Probe 215 mm ,max +180 °C |  |  | 3: 3 | 624 | 624
|  |  |  | HMP371: Fixed Probe, max +60°C T-only |  |  | 3: 4
|  |  |  | HMP373: Probe Cable 2 m, max +120 °C T-only |  |  | 3: 5
|  |  | • | HMP373: Probe Cable 5 m, max +120 °C T-only |  |  | 3: 6 | 243 | 243
|  |  | • | HMP373: Probe Cable 10 m, max +120 °C T-only |  |  | 3: 7 | 503 | 503
|  |  | • | HMP371: Fixed Probe, max 60°C | [8 empty] | 353 | 353 | bar: 3
HMP373: Probe Cable 2 m, max +80 °C | bar: 1 to 3
|  |  | • | HMP373: Probe Cable 5 m, max +80 °C | [8 empty] | 313 | 313 | bar: 3
|  |  | • | HMP373: Probe Cable 10 m, max +80 °C | [8 empty] | 624 | 624 | bar: 1 to 3
|  |  | • | HMP373: Probe Cable 2 m, max +120 °C | [8 empty] | 397 | 397 | bar: 3
|  |  | • | HMP373: Probe Cable 5 m, max +120 °C | [8 empty] | 686 | 686 | bar: 1 to 3
|  |  | • | HMP373: Probe Cable 10 m, max +120 °C | [8 empty] | 995 | 995 | bar: 3
HMP374: Probe Cable 2 m, max +180 °C | bar: 1 to 3
|  |  | • | HMP374: Probe Cable 5 m, max +180 °C | [8 empty] | 313 | 313 | bar: 3
|  |  | • | HMP374: Probe Cable 10 m, max +180 °C | [8 empty] | 624 | 624 | bar: 1 to 3
HMP375: Probe Cable 2 m, max +180 °C | bar: 3
|  |  | • | HMP375: Probe Cable 5 m, max +180 °C | [8 empty] | 313 | 313 | bar: 1 to 3
|  |  | • | HMP375: Probe Cable 10 m, max +180 °C | [8 empty] | 624 | 624 | bar: 3
HMP377: Probe Cable 2 m, max +180 °C | bar: 1 to 3
|  |  | • | HMP377: Probe Cable 5 m, max +180 °C | [8 empty] | 313 | 313 | bar: 3
|  |  | • | HMP377: Probe Cable 10 m, max +180 °C | [8 empty] | 624 | 624 | bar: 1 to 3
HMP378: Probe Cable 2 m, Probe 262 mm ,max +180 °C | bar: 3
|  |  | • | HMP378: Probe Cable 5 m, Probe 262 mm ,max +180 °C | [8 empty] | 313 | 313 | bar: 1 to 3
|  |  | • | HMP378: Probe Cable 10 m, Probe 262 mm ,max +180 °C | [8 empty] | 624 | 624 | bar: 3
|  |  | • | HMP378: Probe Cable 2 m, Probe 448 mm ,max +180 °C | [8 empty] | 209 | 209 | bar: 1 to 3
|  |  | • | HMP378: Probe Cable 5 m, Probe 448 mm ,max +180 °C | [8 empty] | 521 | 521 | bar: 3
|  |  | • | HMP378: Probe Cable 10 m, Probe 448 mm ,max +180 °C | [8 empty] | 828 | 828 | bar: 1 to 3
| 4 | Sensor protection |  | Plastic grid & SST net filter, All probes | DRW010281SP | bar: 1 to 4
|  |  |  | Sintered Stainless Steel filter, all probes | HM47280SP |  | 4: 2
|  |  |  | Stainless Steel Filter for Oil and Vacuum (AISI 303), HMP374/8 | HM47453SP |  | 4: 3
|  |  |  | Plastic Grid, Fast Response in Clean Environments, not for HMP378H/8F | DRW010276SP |  | 4: 4
|  |  |  | Stainless Steel Filter (AISI 303) with PTFE Membrane, HMP377 | 214848SP |  | 4: 5
|  |  |  | Stainless Steel Filter for High Flow Applications | 220752SP |  | 4: 6
accessory | 5 | Probe Accessories | • | Duct Installation Kit, HMP373/7 | 210697 | [7 empty] | 121 | 121 | bar: 1 to 5
|  |  | • | Mounting Flange, HMP375 | 210696 | [7 empty] | 135 | 135 | bar: 5
|  |  | • | Ball Valve ISO1/2 with Welding Joint, HMP378/8F/8H | BALLVALVE-1 | [7 empty] | 226 | 226 | bar: 1 to 5
|  |  | • | Cable Gland for Probe Mounting, M20 x 1.5 with Split Seal, HMP373/5/7 | HMP247CG | [7 empty] | 81 | 81 | bar: 5
|  |  |  | Fitting Body for Probe Mounting, M22 x 1.5, HMP374 | 17223SP | bar: 1 to 5
|  |  |  | Fitting Body for Probe Mounting, NPT 1/2, HMP374 | 17225SP | bar: 5
|  |  | • | Swagelok Probe Fitting, NPT 1/2 Thread, 12mm, HMP377 | SWG12NPT12 | [7 empty] | 100 | 100 | bar: 1 to 5
|  |  | • | Swagelok Probe Fitting, ISO 3/8 Thread, 12mm, HMP377 | SWG12ISO38 | [7 empty] | 100 | 100 | bar: 5
|  |  | • | Swagelok Probe Fitting, ISO 1/2 Thread (12mm), HMP377 | SWG12ISO12 | [7 empty] | 148 | 148 | bar: 1 to 5
|  |  |  | Fitting Body for Probe Mounting, ISO 1/2 Solid Structure, HMP378 | DRW212076SP | bar: 5
|  |  |  | Fitting Body for Probe Mounting, NPT 1/2 Solid Structure, HMP378 | 212810SP | bar: 1 to 5
No Accessories | bar: 5
Service cable for Probe USB2 | bar: 1 to 5
| 6 | Reserved |  | No Option | bar: 1 to 4; 6
[6 empty] | HMP370EX | [6 empty] | 0 | 0
| Note: |  | Selections in bold are included in the prices of the basic versions.
|  | • | Selections in italic are available at an extra price.
| Links: |  | User guide
Datasheet
Technical drawing
Services (online store)
1
3
4
5
7
8
F
H
1
2
4
5
8
9
B
1
2
3
4
5
6
7
A
B
C
D
E
F
G
H
J
K
L
M
N
P
R
S
T
U
V
W
Y
Z
1
2
3
4
5
6
B
C
D
E
F
G
H
J
K
L
M
N
S
N

## HMP113
[18 empty] | Select grey column and press delete to clear selections => |  |  | TRUE
TRUE
|  |  |  | Price valid from: 2025-04-23 |  | Back to Index | [14 empty] | FALSE
(1 AND 2) OR (1 AND 3) OR (1 AND 4) OR (1 AND 5) OR (1 AND 6) OR (1 AND 7) OR (1 AND 8) OR (1 AND 9) OR (1 AND 10) OR (1 AND 11)
HMP113
| Humidity and Temperature Probe with plastic body and accuracy of ±1.5%RH | [15 empty] | 0%
[5 empty] | Sparepart | Not valid Configuration | 1 | 2 | 3 | 4 | 5 | 6 | 7 | 8 | 9 | List Price (CAD) | Discounted
|  | Humidity and Temperature Probe with plastic body and accuracy of ±1.5%RH |  |  |  | HMP113 | [9 empty] | 503 | 503 | Status | Selected | 0 | 0 | 0 | 0 | 0 | 0 | 0 | 0 | 0 | 0 | 0 | 0 | 0 | 0 | 0 | 0 | 0 | 0 | 0 | 0 | 0 | 0 | 0 | 0 | 0 | 0 | 0 | 0 | 0 | 0 | 0 | 0 | 0 | 0 | 0 | 0 | 0 | 0 | 0 | 0 | 0 | 0 | 0 | 0 | 0 | 0 | 0 | 0 | bar: 1 to 6
hardware | 1 | Output Signals |  | 0...1V Output | [13 empty] | 0 |  | 0 | -1 | -1 | -1 | -1 | -1 | -1 | -1 | bar: 1 to 6
|  |  |  | 0...2.5V Output | [13 empty] | 0 |  | -1 | 0 | -1 | -1 | -1 | -1 | -1 | -1 | bar: 1 to 6
|  |  |  | 0...5V Output | [13 empty] | 0 |  | -1 | -1 | 0 | -1 | -1 | -1 | -1 | -1 | bar: 1 to 6
|  |  |  | 1...5V Output | [13 empty] | 0 |  | -1 | -1 | -1 | 0 | -1 | -1 | -1 | -1 | bar: 1 to 6
|  |  |  | Scaling for 4…20 mA loop power converter | [13 empty] | 0 |  | -1 | -1 | -1 | -1 | 0 | -1 | -1 | -1 | bar: 1 to 6
|  |  |  | Modbus RTU Output | [13 empty] | 0 |  | -1 | -1 | -1 | -1 | -1 | 0 | -1 | -1 | bar: 1 to 6
|  |  |  | RS-485 Output | [13 empty] | 0 |  | -1 | -1 | -1 | -1 | -1 | -1 | 0 | -1 | bar: 1 to 6
|  |  |  | Serial Interface Mode for Vaisala Host Devices (HMT120, HMT130, HM40) | [13 empty] | 0 |  | -1 | -1 | -1 | -1 | -1 | -1 | -1 | 0 | bar: 1 to 6
settings | 2 | Measured Parameter for Channel 1 |  | RS485 Digital Mode: All Parameters |  |  | 2: 0 |  |  | 0 |  | -1 | -1 | -1 | -1 | -1 | 1 |  |  | 0 | -1 | -1 | -1 | -1 | -1 | -1 | -1 | -1
|  |  |  | RH (0...100%) | [13 empty] | 0 | [6 empty] | -1 | -1 | -1 | -1 | 0 | -1 | -1 | -1 | -1 | -1 | -1 | -1 | bar: 2 to 6
|  |  |  | T -40...+60 °C |  |  | 2: 2 |  |  | 0 | [6 empty] | -1 | -1 | -1 | -1 | -1 | 0 | -1 | -1 | -1 | -1 | -1 | -1
|  |  |  | Td -40...+60 °C |  |  | 2: 3 |  |  | 0 | [6 empty] | -1 | -1 | -1 | -1 | -1 | -1 | 0 | -1 | -1 | -1 | -1 | -1
|  |  |  | T -40...+80 °C |  |  | 2: 5 |  |  | 0 | [6 empty] | -1 | -1 | -1 | -1 | -1 | -1 | -1 | 0 | -1 | -1 | -1 | -1
|  |  |  | Td -40...+80 °C |  |  | 2: 6 |  |  | 0 | [6 empty] | -1 | -1 | -1 | -1 | -1 | -1 | -1 | -1 | 0 | -1 | -1 | -1
|  |  |  | Tw -40...+60°C |  |  | 2: 7 |  |  | 0 | [6 empty] | -1 | -1 | -1 | -1 | -1 | -1 | -1 | -1 | -1 | 0 | -1 | -1
|  |  |  | h (-40...460 kJ/kg) |  |  | 2: 8 |  |  | 0 | [6 empty] | -1 | -1 | -1 | -1 | -1 | -1 | -1 | -1 | -1 | -1 | 0 | -1
|  |  |  | Special scale, please specify parameter and range: | [13 empty] | 0 | [6 empty] | -1 | -1 | -1 | -1 | -1 | -1 | -1 | -1 | -1 | -1 | -1 | 0 | bar: 1 to 6
| 3 | Measured Parameter for Channel 2 |  | RS-485 or Current Interface |  |  | 3: 0 |  |  | 0 | [6 empty] | 1 | [11 empty] | 0 | -1 | -1 | -1 | -1 | -1 | -1 | -1 | -1 | -1
|  |  |  | RH (0...100%) | [13 empty] | 0 | [5 empty] | -1 | -1 | -1 | -1 | -1 | [8 empty] | -1 | 0 | -1 | -1 | -1 | -1 | -1 | -1 | -1 | -1 | bar: 3 to 6
|  |  |  | T -40...+60 °C |  |  | 3: 2 |  |  | 0 | [5 empty] | -1 | -1 | -1 | -1 | -1 | [8 empty] | -1 | -1 | 0 | -1 | -1 | -1 | -1 | -1 | -1 | -1
|  |  |  | Td -40...+60 °C |  |  | 3: 3 |  |  | 0 | [5 empty] | -1 | -1 | -1 | -1 | -1 | [8 empty] | -1 | -1 | -1 | 0 | -1 | -1 | -1 | -1 | -1 | -1
|  |  |  | T -40...+80 °C |  |  | 3: 5 |  |  | 0 | [5 empty] | -1 | -1 | -1 | -1 | -1 | [8 empty] | -1 | -1 | -1 | -1 | 0 | -1 | -1 | -1 | -1 | -1
|  |  |  | Td -40...+80 °C |  |  | 3: 6 |  |  | 0 | [5 empty] | -1 | -1 | -1 | -1 | -1 | [8 empty] | -1 | -1 | -1 | -1 | -1 | 0 | -1 | -1 | -1 | -1
|  |  |  | Tw -40...+60°C |  |  | 3: 7 |  |  | 0 | [6 empty] | -1 | -1 | -1 | [9 empty] | -1 | -1 | -1 | -1 | -1 | -1 | 0 | -1 | -1 | -1
|  |  |  | h -40...460 kJ/kg |  |  | 3: 8 |  |  | 0 | [6 empty] | -1 | -1 | -1 | [9 empty] | -1 | -1 | -1 | -1 | -1 | -1 | -1 | 0 | -1 | -1
|  |  |  | T 0...+100 °C | [13 empty] | 0 | [5 empty] | -1 | -1 | -1 | -1 | -1 | [8 empty] | -1 | -1 | -1 | -1 | -1 | -1 | -1 | -1 | 0 | -1 | bar: 1 to 6
|  |  |  | Special scale, please specify parameter and range: | [13 empty] | 0 | [5 empty] | -1 | -1 | -1 | -1 | -1 | [8 empty] | -1 | -1 | -1 | -1 | -1 | -1 | -1 | -1 | -1 | 0 | bar: 3 to 6
hardware | 4 | Sensor Protection |  | Plastic Grid with Filter | ASM210856SP | [12 empty] | 0 | [28 empty] | 0 | -1 | -1 | -1 | -1 | bar: 1 to 6
|  |  |  | Plastic Grid | DRW240185SP | [12 empty] | 0 | [28 empty] | -1 | 0 | -1 | -1 | -1 | bar: 4 to 6
|  |  |  | Sintered Filter AISI 316L | HM47280SP | [12 empty] | 0 | [28 empty] | -1 | -1 | 0 | -1 | -1 | bar: 1 to 6
|  |  |  | Porous PTFE Filter | 219452SP | [12 empty] | 0 | [28 empty] | -1 | -1 | -1 | 0 | -1 | bar: 4 to 6
|  |  |  | Plastic Grid with Filter | DRW010525SP | [12 empty] | 0 |  | -1 | -1 | -1 | -1 | -1 | -1 | -1 | -1 | [19 empty] | -1 | -1 | -1 | -1 | 0 | bar: 1 to 6
accessory | 5 | Accessories |  | No Accessories |  |  | 5: 0 |  |  | 0 | [33 empty] | 0 | -1
|  |  |  | Probeholder For HMP113 and HMP63 | DRW238590SP |  | 5: 2 |  |  | 0 | [33 empty] | -1 | 0
hardware | 6 | Humidity Sensor |  | Humidity sensor with enhanced corrosion resistance (R2) |  |  | 6: 2 |  |  | 0 | [35 empty] | 0 | -1 | -1
|  |  |  | Robust general purpose humidity sensor (180R) | HUMICAP180R | [12 empty] | 0 | [35 empty] | -1 | 0 | -1 | bar: 6
|  |  |  | Humidity sensor with enhanced chemical resistance (180L2) | [13 empty] | 0 | [35 empty] | -1 | -1 | 0 | bar: 1 to 6
accessory | 7 | Probe Cable Length |  | No Cable | [13 empty] | 0 | [38 empty] | 0 | -1 | -1 | -1 | -1 | -1 | bar: 1 to 7
|  |  | • | Cable, Instrumentation, SH M8/4(F)-Open, 0.32m, BK | HMP50Z032SP |  | 7: 2 | 31 | 31 | 0 | [38 empty] | -1 | 0 | -1 | -1 | -1 | -1
|  |  | • | Shielded Cable, 3.0m, 4-pin M8 Female Straight | HMP50Z300SP |  | 7: 3 | 59 | 59 | 0 | [38 empty] | -1 | -1 | 0 | -1 | -1 | -1
|  |  | • | Shielded Cable, 1.5 m, High Temp | 225777SP |  | 7: 4 | 79 | 79 | 0 | [38 empty] | -1 | -1 | -1 | 0 | -1 | -1
|  |  | • | Shielded Cable, 3 m, High Temp | 225229SP |  | 7: 5 | 91 | 91 | 0 | [38 empty] | -1 | -1 | -1 | -1 | 0 | -1
|  |  | • | FEP Shielded Cable 180°C, 3m | [11 empty] | 101 | 101 | 0 | [38 empty] | -1 | -1 | -1 | -1 | -1 | 0 | bar: 7
| 8 | User Guide |  | No User's Guide | [13 empty] | 0 | [44 empty] | 0 | -1 | bar: 1 to 6; 8
|  |  |  | Multilingual Quick Guide HMP60 HMP110 | [13 empty] | 0 | [44 empty] | -1 | 0 | bar: 8
| 9 | Loop Power Converter |  | No Converter |  |  | 9: 0 |  |  | 0 | [46 empty] | 0 | -1
|  |  | • | Component Board 4...20 mA loop powered converter | 4TO20MALOOPPOWERCONVERTER | [10 empty] | 81 | 81 | 0 |  | -1 | -1 | -1 | -1 |  | -1 | -1 | -1 | -1 | [36 empty] | -1 | 0 | bar: 9
[6 empty] | HMP113 | [9 empty] | 503 | 503 | 0
| Note: |  | Selections in bold are included in the prices of the basic versions.
|  | • | Selections in italic are available at an extra price.
| Links: |  | User guide
Datasheet
Technical drawing
Vaisala.com product page
Services (online store)
| accessory |  |  |  | item code
| USB Service Cable M8-4F, RS485 |  |  |  | 219690 | [10 empty] | 162 | 162
| Shielded Cable, M8-4F - Open wires, 3 m |  |  |  | 225229SP | [10 empty] | 90 | 90
| Shielded Cable, M8-4F - Open wires, 1.5 m |  |  |  | 225777SP | [10 empty] | 78 | 78
| FEP Connection Cable, M8-4F - Open wires, 3 m |  |  |  | 226902SP | [10 empty] | 175 | 175
| Plastic Grid with Membrane Filter |  |  |  | 230727SP | [10 empty] | 49 | 49
| Shielded Cable, 1.5 m SAC-4-P-1.5-PUR/M 8FR SH |  |  |  | 231519SP | [10 empty] | 133 | 133
| Connection Cable, M8-4F 90° - open wires, 3 m |  |  |  | 231520SP | [10 empty] | 173 | 173
| Shielded Cable, 5 m SAC-4-P-5.0-PUR/M 8FR SH |  |  |  | 231521SP | [10 empty] | 193 | 193
| Connection Cable, M8-4F 90° - Open wires, 10 m |  |  |  | 231522SP | [10 empty] | 225 | 225
| Shielded Cable, M8-4F - Open wires, 20 m |  |  |  | 235859SP | [10 empty] | 284 | 284
| Shielded Cable, M8-4F - Open wires, 15 m |  |  |  | 236407SP | [10 empty] | 236 | 236
| Magnetic Probe Holder, 5pcs |  |  |  | ASM213382SP | [10 empty] | 106 | 106
| Flat cable, M8-4(M) - M8-4(F), 1m |  |  |  | CBL210649SP | [10 empty] | 116 | 116
| Splitter cable for probes, 2 x M8-4M - M8-4M, 0.22 m |  |  |  | CBL210834SP | [10 empty] | 53 | 53
| Plastic Locking Bushing (3 pcs) for HMP113 Attachment to HM40 Indicator |  |  |  | DRW238590SP | [10 empty] | 42 | 42
| Connection Cable, M8-4F - Open Wires, 0.32 m |  |  |  | HMP50Z032SP | [10 empty] | 42 | 42
| Connection Cable, M8-4F - Open Wires, 10 m |  |  |  | HMP50Z1000SP | [10 empty] | 175 | 175
| Shielded Cable, 1.20m 4-pin M8 Female Straight |  |  |  | HMP50Z120 | [10 empty] | 59 | 59
| Connection Cable, M8-4F - Open Wires, 3 m |  |  |  | HMP50Z300SP | [10 empty] | 67 | 67
| Service |  |  |  | item code
| Services for HMP113 |  |  |  | HMP113SERVICES
A
B
C
D
I
M
R
V
0
1
2
3
5
6
7
8
X
0
1
2
3
5
6
7
8
J
X
A
B
C
D
F
0
2
2
C
E
1
2
3
4
5
F
A
B
0
1

## HMP110T
[16 empty] | Select grey column and press delete to clear selections => |  |  | TRUE
TRUE
|  |  |  | Price valid from: 2025-04-23 |  | Back to Index | [12 empty] | FALSE
HMP110T
| Temperature Probe with Measurement Range of -40 to 80°C, stainless steel. | [13 empty] | 0%
[5 empty] | Sparepart | Not valid Configuration | 1 | 2 | 3 | 4 | 5 | 6 | 7 | List Price (CAD) | Discounted
|  | Temperature Probe with Measurement Range of -40 to 80°C, stainless steel. |  |  |  | HMP110T | [7 empty] | 221 | 221 | Status | Selected | 0 | 0 | 0 | 0 | 0 | 0 | 0 | 0 | 0 | 0 | 0 | 0 | 0 | 0 | 0 | 0 | 0 | 0 | 0 | 0 | 0 | 0 | 0 | 0 | 0 | 0 | 0 | 0 | 0 | 0 | 0 | 0 | 0 | 0
hardware | 1 | Output Signals |  | 0 ... 1 V | [11 empty] | 0 |  | 0 | -1 | -1 | -1 | -1 | -1 | -1 | -1 | -1 | -1 | bar: 1 to 7
|  |  |  | 0 ... 2.5 V | [11 empty] | 0 |  | -1 | 0 | -1 | -1 | -1 | -1 | -1 | -1 | -1 | -1 | bar: 1 to 7
|  |  |  | 0 ... 5 V | [11 empty] | 0 |  | -1 | -1 | 0 | -1 | -1 | -1 | -1 | -1 | -1 | -1 | bar: 1 to 7
|  |  |  | 1 ... 5 V | [11 empty] | 0 |  | -1 | -1 | -1 | 0 | -1 | -1 | -1 | -1 | -1 | -1 | bar: 1 to 7
|  |  |  | Scaling for 4…20mA loop power converter | [11 empty] | 0 |  | -1 | -1 | -1 | -1 | 0 | -1 | -1 | -1 | -1 | -1 | bar: 1 to 7
|  |  |  | Modbus RTU | [11 empty] | 0 |  | -1 | -1 | -1 | -1 | -1 | 0 | -1 | -1 | -1 | -1 | bar: 1 to 7
|  |  |  | RS-485 Output | [11 empty] | 0 |  | -1 | -1 | -1 | -1 | -1 | -1 | 0 | -1 | -1 | -1 | bar: 1 to 7
|  |  |  | Serial Interface Mode for Vaisala Host Devices (HMT120, HMT130, HM40) | [11 empty] | 0 |  | -1 | -1 | -1 | -1 | -1 | -1 | -1 | 0 | -1 | -1 | bar: 1 to 7
|  |  |  | Modbus RTU with custom address, please specify: | [11 empty] | 0 |  | -1 | -1 | -1 | -1 | -1 | -1 | -1 | -1 | 0 | -1 | bar: 1 to 7
|  |  |  | for RFL100 | [11 empty] | 0 |  | -1 | -1 | -1 | -1 | -1 | -1 | -1 | -1 | -1 | 0 | bar: 1 to 7
settings | 2 | Analog Output Range |  | RS485 Digital Mode: All Parameters |  |  | 2: 0 |  |  | 0 |  | -1 | -1 | -1 | -1 | -1 |  |  |  |  | 1 | 0 | -1 | -1 | -1
|  |  |  | T -40...+60 °C |  |  | 2: 2 |  |  | 0 | [6 empty] | -1 | -1 | -1 |  | -1 | -1 | 0 | -1 | -1
|  |  |  | T -40...+80 °C |  |  | 2: 5 |  |  | 0 | [6 empty] | -1 | -1 | -1 |  | -1 | -1 | -1 | 0 | -1
|  |  |  | Special scale, please specify parameter and range: | [11 empty] | 0 | [6 empty] | -1 | -1 | -1 |  | -1 | -1 | -1 | -1 | 0 | bar: 2 to 7
hardware | 3 | Sensor Protection |  | Plastic Grid with Filter | DRW010525SP | [10 empty] | 0 | [10 empty] | -1 |  |  |  |  | 0 | -1 | -1 | bar: 1 to 7
|  |  |  | Plastic Grid | DRW010522SP | [10 empty] | 0 | [10 empty] | 1 |  |  |  |  | -1 | 0 | -1 | bar: 3 to 7
|  |  | • | Stainless Steel Sintered Filter | HM46670SP | [8 empty] | 91 | 91 | 0 | [10 empty] | -1 |  |  |  |  | -1 | -1 | 0 | bar: 1 to 7
| 4 | Mounting Accessories |  | No Accessories |  |  | 4: 0 |  |  | 0 | [10 empty] | 1 | [7 empty] | 0 | -1 | -1 | -1
|  |  |  | Pair of plastic nuts | 18350SP | [10 empty] | 0 | [18 empty] | -1 | 0 | -1 | -1 | bar: 4 to 7
|  |  |  | Probe Holder for HMT120/130/140 |  |  | 4: 2 |  |  | 0 | [10 empty] | -1 | [7 empty] | -1 | -1 | 0 | -1
|  |  | • | Duct Installation Kit | 215619 |  | 4: 3 | 24 | 24 | 0 | [10 empty] | -1 | [7 empty] | -1 | -1 | -1 | 0
accessory | 5 | Probe Cable Length |  | No Cable | [11 empty] | 0 | [10 empty] | 1 | [11 empty] | 0 | -1 | -1 | -1 | -1 | -1 | -1 | -1 | bar: 1 to 7
|  |  | • | Cable, Instrumentation, SH M8/4(F)-Open, 0.32m, BK | HMP50Z032SP |  | 5: 2 | 31 | 31 | 0 | [10 empty] | -1 | [11 empty] | -1 | 0 | -1 | -1 | -1 | -1 | -1 | -1
|  |  | • | Shielded Cable, 3.0m, 4-pin M8 Female Straight | HMP50Z300SP |  | 5: 3 | 59 | 59 | 0 | [10 empty] | -1 | [11 empty] | -1 | -1 | 0 | -1 | -1 | -1 | -1 | -1
|  |  | • | Shielded Cable, 1.5 m, High Temp | 225777SP |  | 5: 4 | 79 | 79 | 0 | [10 empty] | -1 | [11 empty] | -1 | -1 | -1 | 0 | -1 | -1 | -1 | -1
|  |  | • | Shielded Cable, 3 m, High Temp | 225229SP |  | 5: 5 | 91 | 91 | 0 | [10 empty] | -1 | [11 empty] | -1 | -1 | -1 | -1 | 0 | -1 | -1 | -1
|  |  | • | Shielded Cable, 2m, snap in connector |  |  | 5: 6 | 27 | 27 | 0 | [10 empty] | -1 | [11 empty] | -1 | -1 | -1 | -1 | -1 | 0 | -1 | -1
|  |  | • | FEP Shielded Cable 180°C, 3m | [9 empty] | 101 | 101 | 0 | [10 empty] | -1 | [11 empty] | -1 | -1 | -1 | -1 | -1 | -1 | 0 | -1 | bar: 1 to 7
|  |  | • | FEP Shielded Cable 180°C, 1.5m | [9 empty] | 91 | 91 | 0 | [10 empty] | -1 | [11 empty] | -1 | -1 | -1 | -1 | -1 | -1 | -1 | 0 | bar: 5 to 7
| 6 | User Guide |  | No User's Guide | [11 empty] | 0 | [10 empty] | 1 | [19 empty] | 0 | -1 | bar: 1 to 7
|  |  |  | Multilingual Quick Guide HMP60 HMP110 | [11 empty] | 0 | [10 empty] | -1 | [19 empty] | -1 | 0 | bar: 6 to 7
| 7 | Special |  | No Converter |  |  | 7: 0 |  |  | 0 | [10 empty] | 1 | [21 empty] | 0 | -1 | -1
|  |  | • | Component Board 4...20 mA loop powered converter | 4TO20MALOOPPOWERCONVERTER | [8 empty] | 81 | 81 | 0 |  | -1 | -1 | -1 | -1 |  |  | -1 | -1 |  | -1 | -1 | [20 empty] | -1 | 0 | -1 | bar: 7
|  |  |  | Always use single unit packaging |  |  | 7: 2 |  |  | 0 | [10 empty] | -1 | [21 empty] | -1 | -1 | 0
[6 empty] | HMP110T | [7 empty] | 221 | 221 | 0
| Note: |  | Selections in bold are included in the prices of the basic versions.
|  | • | Selections in italic are available at an extra price.
| Links: |  | User guide
Datasheet
Technical drawing
Vaisala.com product page
Services (online store)
| accessory |  |  |  | item code
| Duct Installation Kit |  |  |  | 215619 | [8 empty] | 24 | 24
| Shielded Cable, M8-4F - Open wires, 3 m |  |  |  | 225229SP | [8 empty] | 90 | 90
| Shielded Cable, M8-4F - Open wires, 1.5 m |  |  |  | 225777SP | [8 empty] | 78 | 78
| Probe Mounting Flange HMM100 |  |  |  | 226061 | [8 empty] | 78 | 78
| Probe Mounting Clamps (10 pcs) Probe Ø12 |  |  |  | 226067 | [8 empty] | 194 | 194
| Shielded Cable, 1.5 m SAC-4-P-1.5-PUR/M 8FR SH |  |  |  | 231519SP | [8 empty] | 133 | 133
| Connection Cable, M8-4F 90° - open wires, 3 m |  |  |  | 231520SP | [8 empty] | 173 | 173
| Shielded Cable, 5 m SAC-4-P-5.0-PUR/M 8FR SH |  |  |  | 231521SP | [8 empty] | 193 | 193
| Shielded Cable, M8-4F - Open wires, 20 m |  |  |  | 235859SP | [8 empty] | 284 | 284
| Shielded Cable, M8-4F - Open wires, 15 m |  |  |  | 236407SP | [8 empty] | 236 | 236
| Magnetic Probe Holder, 5pcs |  |  |  | ASM213382SP | [8 empty] | 106 | 106
| Flat cable, M8-4(M) - M8-4(F), 1m |  |  |  | CBL210649SP | [8 empty] | 116 | 116
| Splitter cable for probes, 2 x M8-4M - M8-4M, 0.22 m |  |  |  | CBL210834SP | [8 empty] | 53 | 53
| Sensor Protection Grid DRW010522 |  |  |  | DRW010522SP | [8 empty] | 42 | 42
| Metal Coated PPS Grid Filter with PTFE membrane, Male Thread |  |  |  | DRW010525SP | [8 empty] | 42 | 42
| Porous Sintered PTFE Filter Ø12, L25mm |  |  |  | DRW244938SP | [8 empty] | 91 | 91
| Sintered Stainless Steel Filter, Male Thread |  |  |  | HM46670SP | [8 empty] | 87 | 87
| Connection Cable, M8-4F - Open Wires, 0.32 m |  |  |  | HMP50Z032SP | [8 empty] | 42 | 42
| Connection Cable, M8-4F - Open Wires, 10 m |  |  |  | HMP50Z1000SP | [8 empty] | 175 | 175
| Shielded Cable, 1.20m 4-pin M8 Female Straight |  |  |  | HMP50Z120 | [8 empty] | 59 | 59
| Connection Cable, M8-4F - Open Wires, 3 m |  |  |  | HMP50Z300SP | [8 empty] | 67 | 67
| Connection Cable, M8-4F - Open Wires, 5 m |  |  |  | HMP50Z500SP | [8 empty] | 87 | 87
| Connection Cable, M8-4F - M8-4M, 10 m |  |  |  | HMT120Z1000 | [8 empty] | 172 | 172
| Connection Cable, M8-4F - M8-4M, 1,2 m |  |  |  | HMT120Z120 | [8 empty] | 42 | 42
| Connection Cable, M8-4F - M8-4M, 20 m |  |  |  | HMT120Z2000 | [8 empty] | 222 | 222
| Connection Cable, M8-4F - M8-4M, 3 m |  |  |  | HMT120Z300 | [8 empty] | 59 | 59
| Connection Cable, M8-4F - M8-4M, 5 m |  |  |  | HMT120Z500 | [8 empty] | 91 | 91
| Component Board 4...20 mA loop powered converter |  |  |  | UI-CONVERTER-1CB | [8 empty] | 81 | 81
A
B
C
D
I
M
R
V
X
Z
0
2
5
X
A
B
C
0
1
2
3
1
2
3
4
5
6
F
J
A
B
0
1
2

## HMP110REF
[11 empty] | Select grey column and press delete to clear selections => |  |  | TRUE
TRUE
|  |  |  | Price valid from: 2025-04-23 |  | Back to Index | [7 empty] | FALSE
HMP110REF
| Humidity and Temperature Constant Output Probe | [8 empty] | 0%
[5 empty] | Sparepart | Not valid Configuration | 1 | 2 | List Price (CAD) | Discounted
|  | Humidity and Temperature Constant Output Probe |  |  |  | HMP110REF |  |  | 531 | 531 | Status | Selected | 0 | 0 | 0 | 0 | 0 | 0 | 0 | 0 | 0
settings | 1 | Humidity Output |  | Humidity 0%RH |  |  | A |  |  |  | 0 |  | 0 | -1 | -1 | -1 | -1
|  |  |  | Humidity 50%RH |  |  | B |  |  |  | 0 |  | -1 | 0 | -1 | -1 | -1
|  |  |  | Humidity 100%RH |  |  | C |  |  |  | 0 |  | -1 | -1 | 0 | -1 | -1
|  |  |  | Humidity 85%RH |  |  | D |  |  |  | 0 |  | -1 | -1 | -1 | 0 | -1
|  |  |  | Custom Humidity |  |  | X |  |  |  | 0 |  | -1 | -1 | -1 | -1 | 0
| 2 | Temperature Output |  | Temperature -40°C |  |  |  | 0 |  |  | 0 | [6 empty] | 0 | -1 | -1 | -1
|  |  |  | Temperature +20°C |  |  |  | 1 |  |  | 0 | [6 empty] | -1 | 0 | -1 | -1
|  |  |  | Temperature +60°C |  |  |  | 2 |  |  | 0 | [6 empty] | -1 | -1 | 0 | -1
|  |  |  | Custom Temperature |  |  |  | X |  |  | 0 | [6 empty] | -1 | -1 | -1 | 0
[6 empty] | HMP110REF |  |  | 531 | 531 | 0
| Note: |  | Selections in bold are included in the prices of the basic versions.
|  | • | Selections in italic are available at an extra price.
| Links: |  | User guide
Datasheet
Technical drawing
Services (online store)
A
B
C
D
X
0
1
2
X

## HMP110
[18 empty] | Select grey column and press delete to clear selections => |  |  | TRUE
TRUE
|  |  |  | Price valid from: 2025-04-23 |  | Back to Index | [14 empty] | FALSE
(1 AND 2) OR (1 AND 3) OR (1 AND 4) OR (1 AND 5) OR (1 AND 6) OR (1 AND 7) OR (1 AND 8) OR (1 AND 9)
HMP110
| Humidity and Temperature Probe, ±1.5 %rh | [15 empty] | 0%
[5 empty] | Sparepart | Not valid Configuration | 1 | 2 | 3 | 4 | 5 | 6 | 7 | 8 | 9 | List Price (CAD) | Discounted
|  | Humidity and Temperature Probe, ±1.5 %rh |  |  |  | HMP110 | [9 empty] | 577 | 577 | Status | Selected | 0 | 0 | 0 | 0 | 0 | 0 | 0 | 0 | 0 | 0 | 0 | 0 | 0 | 0 | 0 | 0 | 0 | 0 | 0 | 0 | 0 | 0 | 0 | 0 | 0 | 0 | 0 | 0 | 0 | 0 | 0 | 0 | 0 | 0 | 0 | 0 | 0 | 0 | 0 | 0 | 0 | 0 | 0 | 0 | 0 | 0 | 0 | 0 | 0 | 0 | 0 | 0 | 0 | 0 | 0 | 0 | 0 | bar: 1 to 4
hardware | 1 | Output Signals |  | 0 ... 1 V | [13 empty] | 0 |  | 0 | -1 | -1 | -1 | -1 | -1 | -1 | -1 | -1 | -1 | -1 | bar: 1 to 4
|  |  |  | 0 ... 2.5 V | [13 empty] | 0 |  | -1 | 0 | -1 | -1 | -1 | -1 | -1 | -1 | -1 | -1 | -1 | bar: 1 to 4
|  |  |  | 0 ... 5 V | [13 empty] | 0 |  | -1 | -1 | 0 | -1 | -1 | -1 | -1 | -1 | -1 | -1 | -1 | bar: 1 to 4
|  |  |  | 1 ... 5 V | [13 empty] | 0 |  | -1 | -1 | -1 | 0 | -1 | -1 | -1 | -1 | -1 | -1 | -1 | bar: 1 to 4
|  |  |  | Scaling for 4…20mA loop power converter | [13 empty] | 0 |  | -1 | -1 | -1 | -1 | 0 | -1 | -1 | -1 | -1 | -1 | -1 | bar: 1 to 4
|  |  |  | Modbus RTU | [13 empty] | 0 |  | -1 | -1 | -1 | -1 | -1 | 0 | -1 | -1 | -1 | -1 | -1 | bar: 1 to 4
|  |  |  | RS-485 Output | [13 empty] | 0 |  | -1 | -1 | -1 | -1 | -1 | -1 | 0 | -1 | -1 | -1 | -1 | bar: 1 to 4
|  |  |  | for AWS | [13 empty] | 0 |  | -1 | -1 | -1 | -1 | -1 | -1 | -1 | 0 | -1 | -1 | -1 | bar: 1 to 4
|  |  |  | Serial Interface Mode for Vaisala Host Devices (HMT120, HMT130, HM40) | [13 empty] | 0 |  | -1 | -1 | -1 | -1 | -1 | -1 | -1 | -1 | 0 | -1 | -1 | bar: 1 to 4
|  |  |  | Modbus RTU with custom address, please specify: | [13 empty] | 0 |  | -1 | -1 | -1 | -1 | -1 | -1 | -1 | -1 | -1 | 0 | -1 | bar: 1 to 4
|  |  |  | for RFL100 | [13 empty] | 0 |  | -1 | -1 | -1 | -1 | -1 | -1 | -1 | -1 | -1 | -1 | 0 | bar: 1 to 4
settings | 2 | Measured Parameter for Channel 1 |  | RS485 Digital Mode: All Parameters |  |  | 2: 0 |  |  | 0 |  | -1 | -1 | -1 | -1 | -1 | [5 empty] | 1 | 0 | -1 | -1 | -1 | -1 | -1 | -1 | -1 | -1
|  |  |  | RH (0...100%) | [13 empty] | 0 | [6 empty] | -1 | -1 |  | -1 |  |  | -1 | 0 | -1 | -1 | -1 | -1 | -1 | -1 | -1 | bar: 2 to 4
|  |  |  | T -40...+60 °C |  |  | 2: 2 |  |  | 0 | [6 empty] | -1 | -1 |  | -1 |  |  | -1 | -1 | 0 | -1 | -1 | -1 | -1 | -1 | -1
|  |  |  | Td -40...+60 °C |  |  | 2: 3 |  |  | 0 | [6 empty] | -1 | -1 |  | -1 |  |  | -1 | -1 | -1 | 0 | -1 | -1 | -1 | -1 | -1
|  |  |  | T -40...+80 °C |  |  | 2: 5 |  |  | 0 | [6 empty] | -1 | -1 |  | -1 |  |  | -1 | -1 | -1 | -1 | 0 | -1 | -1 | -1 | -1
|  |  |  | Td -40...+80 °C |  |  | 2: 6 |  |  | 0 | [6 empty] | -1 | -1 |  | -1 |  |  | -1 | -1 | -1 | -1 | -1 | 0 | -1 | -1 | -1
|  |  |  | Tw -40...+60°C |  |  | 2: 7 |  |  | 0 | [6 empty] | -1 | -1 |  | -1 |  |  | -1 | -1 | -1 | -1 | -1 | -1 | 0 | -1 | -1
|  |  |  | h (-40...460 kJ/kg) |  |  | 2: 8 |  |  | 0 | [6 empty] | -1 | -1 |  | -1 |  |  | -1 | -1 | -1 | -1 | -1 | -1 | -1 | 0 | -1
|  |  |  | Special scale, please specify parameter and range: | [13 empty] | 0 | [6 empty] | -1 | -1 |  | -1 |  |  | -1 | -1 | -1 | -1 | -1 | -1 | -1 | -1 | 0 | bar: 1 to 4
| 3 | Measured Parameter for Channel 2 |  | RS-485 or Current Interface |  |  | 3: 0 |  |  | 0 |  | -1 | -1 | -1 | -1 | [6 empty] | 1 | [9 empty] | 0 | -1 | -1 | -1 | -1 | -1 | -1 | -1 | -1
|  |  |  | RH (0...100%) | [13 empty] | 0 | [5 empty] | -1 | -1 | -1 |  | -1 | [11 empty] | -1 | 0 | -1 | -1 | -1 | -1 | -1 | -1 | -1 | bar: 3 to 4
|  |  |  | T -40...+60 °C |  |  | 3: 2 |  |  | 0 | [5 empty] | -1 | -1 | -1 |  | -1 | [11 empty] | -1 | -1 | 0 | -1 | -1 | -1 | -1 | -1 | -1
|  |  |  | Td -40...+60 °C |  |  | 3: 3 |  |  | 0 | [5 empty] | -1 | -1 | -1 |  | -1 | [11 empty] | -1 | -1 | -1 | 0 | -1 | -1 | -1 | -1 | -1
|  |  |  | T -40...+80 °C |  |  | 3: 5 |  |  | 0 | [5 empty] | -1 | -1 | -1 |  | -1 | [11 empty] | -1 | -1 | -1 | -1 | 0 | -1 | -1 | -1 | -1
|  |  |  | Td -40...+80 °C |  |  | 3: 6 |  |  | 0 | [5 empty] | -1 | -1 | -1 |  | -1 | [11 empty] | -1 | -1 | -1 | -1 | -1 | 0 | -1 | -1 | -1
|  |  |  | Tw -40...+60°C |  |  | 3: 7 |  |  | 0 | [6 empty] | -1 | -1 |  | -1 | [11 empty] | -1 | -1 | -1 | -1 | -1 | -1 | 0 | -1 | -1
|  |  |  | h -40...460 kJ/kg |  |  | 3: 8 |  |  | 0 | [6 empty] | -1 | -1 |  | -1 | [11 empty] | -1 | -1 | -1 | -1 | -1 | -1 | -1 | 0 | -1
|  |  |  | Special scale, please specify parameter and range: | [13 empty] | 0 | [5 empty] | -1 | -1 | -1 |  | -1 | [11 empty] | -1 | -1 | -1 | -1 | -1 | -1 | -1 | -1 | 0 | bar: 1 to 4
hardware | 4 | Sensor Protection |  | Plastic Grid with Filter | DRW010525SP | [12 empty] | 0 | [30 empty] | 0 | -1 | -1 | -1 | bar: 1 to 4
|  |  |  | Plastic Grid | DRW010522SP | [12 empty] | 0 | [30 empty] | -1 | 0 | -1 | -1 | bar: 4
|  |  | • | Stainless Steel Sintered Filter | HM46670SP | [10 empty] | 91 | 91 | 0 | [30 empty] | -1 | -1 | 0 | -1 | bar: 1 to 4
|  |  |  | Metal Grid with PTFE Membrane Filter | ASM212652SP | [12 empty] | 0 | [30 empty] | -1 | -1 | -1 | 0 | bar: 4
accessory | 5 | Mounting Accessories |  | No Accessories |  |  | 5: 0 |  |  | 0 | [34 empty] | 0 | -1 | -1 | -1 | -1
|  |  |  | Pair of plastic nuts | 18350SP | [12 empty] | 0 | [34 empty] | -1 | 0 | -1 | -1 | -1 | bar: 5
|  |  |  | Probe Holder for HMT120/130/140 |  |  | 5: 2 |  |  | 0 | [34 empty] | -1 | -1 | 0 | -1 | -1
|  |  | • | Duct Installation Kit | 215619 |  | 5: 3 | 24 | 24 | 0 | [34 empty] | -1 | -1 | -1 | 0 | -1
|  |  | • | Outdoor Installation Kit Assembled DTR504A with HMP110 |  |  | 5: 5 | 489 | 489 | 0 | [34 empty] | -1 | -1 | -1 | -1 | 0
hardware | 6 | Humidity Sensor |  | Extra fast response humidity sensor | 15778HM | [12 empty] | 0 | [39 empty] | 0 | -1 | -1 | -1 | bar: 1 to 6
|  |  |  | Robust general purpose humidity sensor (180R) | HUMICAP180R | [12 empty] | 0 | [11 empty] | 1 | [27 empty] | -1 | 0 | -1 | -1 | bar: 6
|  |  |  | Humidity sensor with enhanced chemical resistance (180L2) | [13 empty] | 0 | [39 empty] | -1 | -1 | 0 | -1 | bar: 1 to 6
|  |  | • | Catalytic Sensor for H2O2 environments | [11 empty] | 42 | 42 | 0 | [39 empty] | -1 | -1 | -1 | 0 | bar: 6
accessory | 7 | Probe Cable Length |  | No Cable | [13 empty] | 0 | [43 empty] | 0 | -1 | -1 | -1 | -1 | -1 | -1 | -1 | -1 | bar: 1 to 4; 6 to 7
|  |  | • | Cable, Instrumentation, SH M8/4(F)-Open, 0.32m, BK | HMP50Z032SP |  | 7: 2 | 31 | 31 | 0 | [43 empty] | -1 | 0 | -1 | -1 | -1 | -1 | -1 | -1 | -1
|  |  | • | Shielded Cable, 3.0m, 4-pin M8 Female Straight | HMP50Z300SP |  | 7: 3 | 59 | 59 | 0 | [43 empty] | -1 | -1 | 0 | -1 | -1 | -1 | -1 | -1 | -1
|  |  | • | Shielded Cable, 1.5 m, High Temp | 225777SP |  | 7: 4 | 79 | 79 | 0 | [43 empty] | -1 | -1 | -1 | 0 | -1 | -1 | -1 | -1 | -1
|  |  | • | Shielded Cable, 3 m, High Temp | 225229SP |  | 7: 5 | 91 | 91 | 0 | [43 empty] | -1 | -1 | -1 | -1 | 0 | -1 | -1 | -1 | -1
|  |  | • | Shielded Cable, 2m, snap in connector |  |  | 7: 6 | 27 | 27 | 0 | [43 empty] | -1 | -1 | -1 | -1 | -1 | 0 | -1 | -1 | -1
|  |  | • | FEP Shielded Cable 180°C, 3m | [11 empty] | 101 | 101 | 0 | [43 empty] | -1 | -1 | -1 | -1 | -1 | -1 | 0 | -1 | -1 | bar: 1 to 4; 6 to 7
|  |  | • | Shielded Cable, 1.20m 4-pin M8 Female Straight | [11 empty] | 59 | 59 | 0 | [43 empty] | -1 | -1 | -1 | -1 | -1 | -1 | -1 | 0 | -1 | bar: 7
|  |  | • | FEP Shielded Cable 180°C, 1.5m | [11 empty] | 91 | 91 | 0 | [43 empty] | -1 | -1 | -1 | -1 | -1 | -1 | -1 | -1 | 0 | bar: 1 to 4; 6 to 7
| 8 | User Guide |  | No User's Guide | [13 empty] | 0 | [11 empty] | 1 | [40 empty] | 0 | -1 | bar: 1 to 4; 6; 8
|  |  |  | Multilingual Quick Guide HMP60 HMP110 | [13 empty] | 0 | [52 empty] | -1 | 0 | bar: 8
hardware | 9 | Special |  | No Converter |  |  | 9: 0 |  |  | 0 | [11 empty] | 1 | [42 empty] | 0 | -1 | -1
|  |  | • | 4...20 mA loop power converter | [11 empty] | 81 | 81 | 0 | [54 empty] | -1 | 0 | -1 | -1 | bar: 9
|  |  |  | Always use single unit package |  |  | 9: 2 |  |  | 0 | [54 empty] | -1 | -1 | 0
[6 empty] | HMP110 | [9 empty] | 577 | 577 | 0
| Note: |  | Selections in bold are included in the prices of the basic versions.
|  | • | Selections in italic are available at an extra price.
| Links: |  | User guide
Datasheet
Technical drawing
Vaisala.com product page
Services (online store)
| accessory |  |  |  | item code
| Duct Installation Kit |  |  |  | 215619 | [10 empty] | 24 | 24
| USB Service Cable M8-4F, RS485 |  |  |  | 219690 | [10 empty] | 162 | 162
| MI70 Connection Cable with M8-4F Connector |  |  |  | 219980SP | [10 empty] | 232 | 232
| Shielded Cable, M8-4F - Open wires, 3 m |  |  |  | 225229SP | [10 empty] | 90 | 90
| Shielded Cable, M8-4F - Open wires, 1.5 m |  |  |  | 225777SP | [10 empty] | 78 | 78
| Probe Mounting Flange HMM100 |  |  |  | 226061 | [10 empty] | 78 | 78
| Probe Mounting Clamps (10 pcs) Probe Ø12 |  |  |  | 226067 | [10 empty] | 194 | 194
| FEP Connection Cable, M8-4F - Open wires, 3 m |  |  |  | 226902SP | [10 empty] | 175 | 175
| Shielded Cable, 1.5 m SAC-4-P-1.5-PUR/M 8FR SH |  |  |  | 231519SP | [10 empty] | 133 | 133
| Connection Cable, M8-4F 90° - open wires, 3 m |  |  |  | 231520SP | [10 empty] | 173 | 173
| Shielded Cable, 5 m SAC-4-P-5.0-PUR/M 8FR SH |  |  |  | 231521SP | [10 empty] | 193 | 193
| Connection Cable, M8-4F 90° - Open wires, 10 m |  |  |  | 231522SP | [10 empty] | 225 | 225
| Shielded Cable, M8-4F - Open wires, 20 m |  |  |  | 235859SP | [10 empty] | 284 | 284
| Shielded Cable, M8-4F - Open wires, 15 m |  |  |  | 236407SP | [10 empty] | 236 | 236
| Spare Part 1m High Heat Cable M8-M8 |  |  |  | 271039SP | [10 empty] | 193 | 193
| Magnetic Probe Holder, 5pcs |  |  |  | ASM213382SP | [10 empty] | 106 | 106
| Flat cable, M8-4(M) - M8-4(F), 1m |  |  |  | CBL210649SP | [10 empty] | 116 | 116
| Splitter cable for probes, 2 x M8-4M - M8-4M, 0.22 m |  |  |  | CBL210834SP | [10 empty] | 53 | 53
| Sensor Protection Grid DRW010522 |  |  |  | DRW010522SP | [10 empty] | 42 | 42
| Metal Coated PPS Grid Filter with PTFE membrane, Male Thread |  |  |  | DRW010525SP | [10 empty] | 42 | 42
| Porous Sintered PTFE Filter Ø12, L25mm |  |  |  | DRW244938SP | [10 empty] | 91 | 91
| Sintered Stainless Steel Filter, Male Thread |  |  |  | HM46670SP | [10 empty] | 87 | 87
| Connection Cable, M8-4F - Open Wires, 0.32 m |  |  |  | HMP50Z032SP | [10 empty] | 42 | 42
| Connection Cable, M8-4F - Open Wires, 10 m |  |  |  | HMP50Z1000SP | [10 empty] | 175 | 175
| Shielded Cable, 1.20m 4-pin M8 Female Straight |  |  |  | HMP50Z120 | [10 empty] | 59 | 59
| Connection Cable, M8-4F - Open Wires, 3 m |  |  |  | HMP50Z300SP | [10 empty] | 67 | 67
| Connection Cable, M8-4F - Open Wires, 5 m |  |  |  | HMP50Z500SP | [10 empty] | 87 | 87
| Connection Cable, M8-4F - M8-4M, 10 m |  |  |  | HMT120Z1000 | [10 empty] | 172 | 172
| Connection Cable, M8-4F - M8-4M, 1,2 m |  |  |  | HMT120Z120 | [10 empty] | 42 | 42
| Connection Cable, M8-4F - M8-4M, 20 m |  |  |  | HMT120Z2000 | [10 empty] | 222 | 222
| Connection Cable, M8-4F - M8-4M, 3 m |  |  |  | HMT120Z300 | [10 empty] | 59 | 59
| Connection Cable, M8-4F - M8-4M, 5 m |  |  |  | HMT120Z500 | [10 empty] | 91 | 91
| Component Board 4...20 mA loop powered converter |  |  |  | UI-CONVERTER-1CB | [10 empty] | 81 | 81
| Service |  |  |  | item code
| Services for HMP110 |  |  |  | HMP110SERVICES
| Services for HMT130 |  |  |  | HMT130SERVICES
A
B
C
D
I
M
R
S
V
X
Z
0
1
2
3
5
6
7
8
X
0
1
2
3
5
6
7
8
X
A
B
C
F
0
1
2
3
5
A
C
E
V
1
2
3
4
5
6
F
H
J
A
B
0
1
2

## HMM170
[17 empty] | Select grey column and press delete to clear selections => |  |  | TRUE
TRUE
|  |  |  | Price valid from: 2025-04-23 |  | Back to Index | [13 empty] | FALSE
1 AND (2 OR 3 OR 4 OR 5 OR 6 OR 7 OR 8 OR 9 OR 10 OR 11 OR 12 OR 13 OR 14 OR 15 OR 16 OR 17 OR 18 OR 19 OR 20)
HMM170
| Humidity Module | [14 empty] | 0%
[5 empty] | Sparepart | Not valid Configuration | 1 | 2 | 3 | 4 | 5 | 6 | 7 | 8 | List Price (CAD) | Discounted
|  | Humidity Module |  |  |  | HMM170 | [8 empty] | 3183 | 3183 | Status | Selected | 0 | 0 | 0 | 0 | 0 | 0 | 0 | 0 | 0 | 0 | 0 | 0 | 0 | 0 | 0 | 0 | 0 | 0 | 0 | 0 | 0 | 0 | 0 | 0 | 0 | 0 | 0 | 0 | 0 | 0 | 0 | 0 | 0 | 0 | 0 | 0 | 0 | 0 | 0 | 0 | 0 | 0 | 0 | 0 | 0 | 0 | 0 | 0 | 0 | 0 | 0 | 0 | 0 | 0 | 0 | 0 | 0 | 0 | 0 | 0 | 0 | 0 | 0 | 0 | 0 | 0 | 0 | 0 | 0 | 0 | 0 | 0 | 0 | 0 | 0 | 0 | 0 | 0 | 0 | TRUE | 0 | bar: 2; 8
hardware | 1 | Output signals |  | RS485 Digital Output Only (Modbus RTU / RS485 in use) | [12 empty] | 0 |  | 0 | -1 | -1 | -1 | -1 | -1 | -1 | -1 | bar: 1 to 2
|  |  |  | 4... 20 mA (3.6 mA when in error state) |  |  | 1: 2 |  |  | 0 |  | -1 | 0 | -1 | -1 | -1 | -1 | -1 | -1
|  |  |  | 4... 20 mA (21 mA when in error state) |  |  | 1: 3 |  |  | 0 |  | -1 | -1 | 0 | -1 | -1 | -1 | -1 | -1
|  |  |  | 0... 20 mA (21 mA when in error state) |  |  | 1: 4 |  |  | 0 |  | -1 | -1 | -1 | 0 | -1 | -1 | -1 | -1
|  |  |  | 0... 10 V (10.3 V when in error state) |  |  | 1: 5 |  |  | 0 |  | -1 | -1 | -1 | -1 | 0 | -1 | -1 | -1
|  |  |  | 0... 5 V (5.5 V when in error state) |  |  | 1: 6 |  |  | 0 |  | -1 | -1 | -1 | -1 | -1 | 0 | -1 | -1
|  |  |  | 1... 5 V (5.5 V when in error state) |  |  | 1: 7 |  |  | 0 |  | -1 | -1 | -1 | -1 | -1 | -1 | 0 | -1
|  |  |  | 0... 1 V (1.1 V when in error state) |  |  | 1: 8 |  |  | 0 |  | -1 | -1 | -1 | -1 | -1 | -1 | -1 | 0
settings | 2 | Parameter and scaling for analog output CH1 |  | Water conc (wet basis) 0...40% vol |  |  | 2: 8 |  |  | 0 |  | -1 | [7 empty] | 0 | -1 | -1 | -1 | -1 | -1 | -1 | -1 | -1 | -1 | -1 | -1 | -1 | -1 | -1 | -1 | -1 | -1 | -1
|  |  |  | No Analog Outputs | [12 empty] | 0 | [9 empty] | -1 | 0 | -1 | -1 | -1 | -1 | -1 | -1 | -1 | -1 | -1 | -1 | -1 | -1 | -1 | -1 | -1 | -1 | -1 | bar: 2
|  |  |  | Warmed probe: Td/f scale 0... +100 °C (32... +212 °F) | [12 empty] | 0 |  | -1 | [7 empty] | -1 | -1 | 0 | -1 | -1 | -1 | -1 | -1 | -1 | -1 | -1 | -1 | -1 | -1 | -1 | -1 | -1 | -1 | -1 | bar: 1 to 2
|  |  |  | Warmed probe: Td/f with scale -20...+100 °C (-4...+212 °F) | [12 empty] | 0 |  | -1 | [7 empty] | -1 | -1 | -1 | 0 | -1 | -1 | -1 | -1 | -1 | -1 | -1 | -1 | -1 | -1 | -1 | -1 | -1 | -1 | -1 | bar: 2
|  |  |  | Dewpoint/Frostpoint (Td/f) 0... +100 °C (32... +212 °F) | [12 empty] | 0 |  | -1 | [7 empty] | -1 | -1 | -1 | -1 | 0 | -1 | -1 | -1 | -1 | -1 | -1 | -1 | -1 | -1 | -1 | -1 | -1 | -1 | -1 | bar: 1 to 2
|  |  |  | Relative Humidity (RH) 0... 100 % RH | [12 empty] | 0 |  | -1 | [7 empty] | -1 | -1 | -1 | -1 | -1 | 0 | -1 | -1 | -1 | -1 | -1 | -1 | -1 | -1 | -1 | -1 | -1 | -1 | -1 | bar: 2
|  |  |  | T 0... +180 °C | [12 empty] | 0 |  | -1 | [7 empty] | -1 | -1 | -1 | -1 | -1 | -1 | 0 | -1 | -1 | -1 | -1 | -1 | -1 | -1 | -1 | -1 | -1 | -1 | -1 | bar: 1 to 2
|  |  |  | T -70... +180 °C | [12 empty] | 0 |  | -1 | [7 empty] | -1 | -1 | -1 | -1 | -1 | -1 | -1 | 0 | -1 | -1 | -1 | -1 | -1 | -1 | -1 | -1 | -1 | -1 | -1 | bar: 2
|  |  |  | T 0... +100 °C | [12 empty] | 0 |  | -1 | [7 empty] | -1 | -1 | -1 | -1 | -1 | -1 | -1 | -1 | 0 | -1 | -1 | -1 | -1 | -1 | -1 | -1 | -1 | -1 | -1 | bar: 1 to 2
|  |  | • | Warmed probe: special Td/f scale °C, please specify (-80 ...+100 °C): | [10 empty] | 41 | 41 | 0 |  | -1 | [7 empty] | -1 | -1 | -1 | -1 | -1 | -1 | -1 | -1 | -1 | 0 | -1 | -1 | -1 | -1 | -1 | -1 | -1 | -1 | -1 | bar: 2
|  |  | • | T special °C scale, please specify (-100... +200 °C): | [10 empty] | 41 | 41 | 0 |  | -1 | [7 empty] | -1 | -1 | -1 | -1 | -1 | -1 | -1 | -1 | -1 | -1 | 0 | -1 | -1 | -1 | -1 | -1 | -1 | -1 | -1 | bar: 1 to 2
|  |  | • | Warmed probe: special Td/f scale °F, please specify (-120... +212 °F): | [10 empty] | 41 | 41 | 0 |  | -1 | [7 empty] | -1 | -1 | -1 | -1 | -1 | -1 | -1 | -1 | -1 | -1 | -1 | 0 | -1 | -1 | -1 | -1 | -1 | -1 | -1 | bar: 2
|  |  | • | Special T -148... 392°F, non-metric | [10 empty] | 41 | 41 | 0 |  | -1 | [7 empty] | -1 | -1 | -1 | -1 | -1 | -1 | -1 | -1 | -1 | -1 | -1 | -1 | 0 | -1 | -1 | -1 | -1 | -1 | -1 | bar: 1 to 2
|  |  |  | Water Activity (aw) 0... 1 | [12 empty] | 0 |  | -1 | [7 empty] | -1 | -1 | -1 | -1 | -1 | -1 | -1 | -1 | -1 | -1 | -1 | -1 | -1 | 0 | -1 | -1 | -1 | -1 | -1 | bar: 2
|  |  |  | Relative Saturation (%RS) 0... 100 % RS | [12 empty] | 0 |  | -1 | [7 empty] | -1 | -1 | -1 | -1 | -1 | -1 | -1 | -1 | -1 | -1 | -1 | -1 | -1 | -1 | 0 | -1 | -1 | -1 | -1 | bar: 1 to 2
|  |  |  | Mineral transformer oil 0 … 100 ppm | [12 empty] | 0 |  | -1 | [7 empty] | -1 | -1 | -1 | -1 | -1 | -1 | -1 | -1 | -1 | -1 | -1 | -1 | -1 | -1 | -1 | 0 | -1 | -1 | -1 | bar: 2
|  |  | • | Special PPM volume scale, please specify: | [10 empty] | 41 | 41 | 0 |  | -1 | [7 empty] | -1 | -1 | -1 | -1 | -1 | -1 | -1 | -1 | -1 | -1 | -1 | -1 | -1 | -1 | -1 | -1 | 0 | -1 | -1 | bar: 1 to 2
|  |  | • | Special Mixing Ratio scale, please specify: | [10 empty] | 41 | 41 | 0 |  | -1 | [7 empty] | -1 | -1 | -1 | -1 | -1 | -1 | -1 | -1 | -1 | -1 | -1 | -1 | -1 | -1 | -1 | -1 | -1 | 0 | -1 | bar: 2
|  |  | • | Special Absolute Humidity scale, please specify: | [10 empty] | 41 | 41 | 0 |  | -1 | [7 empty] | -1 | -1 | -1 | -1 | -1 | -1 | -1 | -1 | -1 | -1 | -1 | -1 | -1 | -1 | -1 | -1 | -1 | -1 | 0 | bar: 1 to 2
| 3 | Parameter and scaling for analog output CH2 |  | CH2 Water conc (wet basis) 0...40% vol |  |  | 3: 8 |  |  | 0 |  | -1 | [26 empty] | 0 | -1 | -1 | -1 | -1 | -1 | -1 | -1 | -1 | -1 | -1 | -1 | -1 | -1 | -1 | -1 | -1 | -1 | -1
|  |  |  | No Analog Outputs CH2 | [12 empty] | 0 | [28 empty] | -1 | 0 | -1 | -1 | -1 | -1 | -1 | -1 | -1 | -1 | -1 | -1 | -1 | -1 | -1 | -1 | -1 | -1 | -1 | bar: 3
|  |  |  | CH2 Td/f with Warmed Probe 0... +100 °C (32... +212 °F) | [12 empty] | 0 |  | -1 | [11 empty] | -1 | -1 | -1 | -1 | -1 |  | -1 |  | -1 | -1 | -1 | -1 |  |  | -1 | -1 | -1 | 0 | -1 | -1 | -1 | -1 | -1 | -1 | -1 | -1 | -1 | -1 | -1 | -1 | -1 | -1 | -1 | -1 | bar: 1 to 3
|  |  |  | CH2 Td/f with Warmed Probe -20...+100 °C (-4...+212 °F) | [12 empty] | 0 |  | -1 | [11 empty] | -1 | -1 | -1 | -1 | -1 |  | -1 |  | -1 | -1 | -1 | -1 |  |  | -1 | -1 | -1 | -1 | 0 | -1 | -1 | -1 | -1 | -1 | -1 | -1 | -1 | -1 | -1 | -1 | -1 | -1 | -1 | -1 | bar: 3
|  |  |  | CH2 Dewpoint/Frostpoint (Td/f) 0... +100 °C (32... +212 °F) | [12 empty] | 0 |  | -1 | [9 empty] | -1 | -1 | [9 empty] | -1 | -1 | -1 |  |  |  | -1 | -1 | -1 | -1 | 0 | -1 | -1 | -1 | -1 | -1 | -1 | -1 | -1 | -1 | -1 | -1 | -1 | -1 | -1 | bar: 1 to 3
|  |  |  | CH2 Relative Humidity (RH) 0... 100 % RH | [12 empty] | 0 |  | -1 | [9 empty] | -1 | -1 | [9 empty] | -1 | -1 | -1 |  |  |  | -1 | -1 | -1 | -1 | -1 | 0 | -1 | -1 | -1 | -1 | -1 | -1 | -1 | -1 | -1 | -1 | -1 | -1 | -1 | bar: 3
|  |  |  | CH2 T 0... +180 °C | [12 empty] | 0 |  | -1 | [9 empty] | -1 | -1 | [15 empty] | -1 | -1 | -1 | -1 | -1 | -1 | 0 | -1 | -1 | -1 | -1 | -1 | -1 | -1 | -1 | -1 | -1 | -1 | -1 | bar: 1 to 3
|  |  |  | CH2 T -70... +180 °C | [12 empty] | 0 |  | -1 | [9 empty] | -1 | -1 | [15 empty] | -1 | -1 | -1 | -1 | -1 | -1 | -1 | 0 | -1 | -1 | -1 | -1 | -1 | -1 | -1 | -1 | -1 | -1 | -1 | bar: 3
|  |  |  | CH2 T 0... +100 °C | [12 empty] | 0 |  | -1 | [9 empty] | -1 | -1 | [15 empty] | -1 | -1 | -1 | -1 | -1 | -1 | -1 | -1 | 0 | -1 | -1 | -1 | -1 | -1 | -1 | -1 | -1 | -1 | -1 | bar: 1 to 3
|  |  | • | Warmed probe: special Td/f scale °C, please specify (-80 ...+100 °C): | [10 empty] | 41 | 41 | 0 |  | -1 | [11 empty] | -1 | -1 | -1 | -1 | [5 empty] | -1 | -1 | -1 |  | -1 |  | -1 | -1 | -1 | -1 | -1 | -1 | -1 | -1 | -1 | 0 | -1 | -1 | -1 | -1 | -1 | -1 | -1 | -1 | -1 | bar: 3
|  |  | • | T special °C scale, please specify (-100... +200 °C): | [10 empty] | 41 | 41 | 0 |  | -1 | [9 empty] | -1 | -1 | [15 empty] | -1 | -1 | -1 | -1 | -1 | -1 | -1 | -1 | -1 | -1 | 0 | -1 | -1 | -1 | -1 | -1 | -1 | -1 | -1 | bar: 1 to 3
|  |  | • | Warmed probe: special Td/f scale °F, please specify (-120... +212 °F): | [10 empty] | 41 | 41 | 0 |  | -1 | [11 empty] | -1 | -1 | -1 | -1 | [5 empty] | -1 | -1 | -1 |  | -1 |  | -1 | -1 | -1 | -1 | -1 | -1 | -1 | -1 | -1 | -1 | -1 | 0 | -1 | -1 | -1 | -1 | -1 | -1 | -1 | bar: 3
|  |  | • | T special °F scale, please specify(-148... 392°F): | [10 empty] | 41 | 41 | 0 |  | -1 | [9 empty] | -1 | -1 | [15 empty] | -1 | -1 | -1 | -1 | -1 | -1 | -1 | -1 | -1 | -1 | -1 | -1 | 0 | -1 | -1 | -1 | -1 | -1 | -1 | bar: 1 to 3
|  |  |  | CH2 Water Activity (aw) 0... 1 | [12 empty] | 0 |  | -1 | [9 empty] | -1 | -1 | -1 | -1 |  |  |  | -1 |  | -1 |  |  |  |  | -1 | -1 | -1 | -1 | -1 | -1 | -1 | -1 | -1 | -1 | -1 | -1 | -1 | -1 | -1 | -1 | 0 | -1 | -1 | -1 | -1 | -1 | bar: 3
|  |  |  | CH2 Relative Saturation (%RS) 0... 100 % RS | [12 empty] | 0 |  | -1 | [9 empty] | -1 | -1 | -1 | -1 |  |  |  | -1 |  | -1 |  |  |  |  | -1 | -1 | -1 | -1 | -1 | -1 | -1 | -1 | -1 | -1 | -1 | -1 | -1 | -1 | -1 | -1 | -1 | 0 | -1 | -1 | -1 | -1 | bar: 1 to 3
|  |  |  | CH2 PPM_weight 0...100 ppm | [12 empty] | 0 |  | -1 | [9 empty] | -1 | -1 | -1 | -1 |  |  |  | -1 |  | -1 |  |  |  |  | -1 | -1 | -1 | -1 | -1 | -1 | -1 | -1 | -1 | -1 | -1 | -1 | -1 | -1 | -1 | -1 | -1 | -1 | 0 | -1 | -1 | -1 | bar: 3
|  |  | • | Special PPM volume scale, please specify: | [10 empty] | 41 | 41 | 0 |  | -1 | [9 empty] | -1 | -1 | -1 | -1 | [7 empty] | -1 | -1 | -1 |  |  |  | -1 | -1 | -1 | -1 | -1 | -1 | -1 | -1 | -1 | -1 | -1 | -1 | -1 | -1 | -1 | -1 | 0 | -1 | -1 | bar: 1 to 3
|  |  | • | Special Mixing Ratio scale, please specify: | [10 empty] | 41 | 41 | 0 |  | -1 | [20 empty] | -1 | -1 | -1 |  |  |  | -1 | -1 | -1 | -1 | -1 | -1 | -1 | -1 | -1 | -1 | -1 | -1 | -1 | -1 | -1 | -1 | -1 | 0 | -1 | bar: 3
|  |  | • | Special Absolute Humidity scale, please specify: | [10 empty] | 41 | 41 | 0 |  | -1 | [9 empty] | -1 | -1 | [9 empty] | -1 | -1 | -1 |  |  |  | -1 | -1 | -1 | -1 | -1 | -1 | -1 | -1 | -1 | -1 | -1 | -1 | -1 | -1 | -1 | -1 | -1 | -1 | 0 | bar: 1 to 3
| 4 | Parameter and scaling for analog output CH3 |  | CH3 Water conc (wet basis) 0...40% vol |  |  | 4: 8 |  |  | 0 |  | -1 | [45 empty] | 0 | -1 | -1 | -1 | -1 | -1 | -1 | -1 | -1 | -1 | -1 | -1 | -1 | -1 | -1 | -1 | -1 | -1 | -1
|  |  |  | No Analog Outputs CH3 | [12 empty] | 0 | [47 empty] | -1 | 0 | -1 | -1 | -1 | -1 | -1 | -1 | -1 | -1 | -1 | -1 | -1 | -1 | -1 | -1 | -1 | -1 | -1 | bar: 4
|  |  |  | CH3 Td/f with Warmed Probe 0... +100 °C (32... +212 °F) | [12 empty] | 0 |  | -1 | [11 empty] | -1 | -1 | -1 | -1 | -1 |  | -1 |  | -1 | -1 | -1 | -1 |  |  | -1 |  |  |  |  | -1 | -1 | -1 | -1 | -1 |  | -1 |  | -1 | -1 | -1 | -1 |  |  | -1 | -1 | -1 | 0 | -1 | -1 | -1 | -1 | -1 | -1 | -1 | -1 | -1 | -1 | -1 | -1 | -1 | -1 | -1 | -1 | bar: 1 to 2; 4
|  |  |  | CH3 Td/f with Warmed Probe -20...+100 °C (-4...+212 °F) | [12 empty] | 0 |  | -1 | [11 empty] | -1 | -1 | -1 | -1 | -1 |  | -1 |  | -1 | -1 | -1 | -1 |  |  | -1 |  |  |  |  | -1 | -1 | -1 | -1 | -1 |  | -1 |  | -1 | -1 | -1 | -1 |  |  | -1 | -1 | -1 | -1 | 0 | -1 | -1 | -1 | -1 | -1 | -1 | -1 | -1 | -1 | -1 | -1 | -1 | -1 | -1 | -1 | bar: 4
|  |  |  | CH3 Dewpoint/Frostpoint (Td/f) 0... +100 °C (32... +212 °F) | [12 empty] | 0 |  | -1 | [9 empty] | -1 | -1 | [9 empty] | -1 | -1 | -1 | [5 empty] | -1 | -1 | [9 empty] | -1 | -1 | -1 |  |  |  | -1 | -1 | -1 | -1 | 0 | -1 | -1 | -1 | -1 | -1 | -1 | -1 | -1 | -1 | -1 | -1 | -1 | -1 | -1 | bar: 1 to 2; 4
|  |  |  | CH3 Relative Humidity (RH) 0... 100 % RH | [12 empty] | 0 |  | -1 | [9 empty] | -1 | -1 | [9 empty] | -1 | -1 | -1 | [5 empty] | -1 | -1 | [9 empty] | -1 | -1 | -1 |  |  |  | -1 | -1 | -1 | -1 | -1 | 0 | -1 | -1 | -1 | -1 | -1 | -1 | -1 | -1 | -1 | -1 | -1 | -1 | -1 | bar: 4
|  |  |  | CH3 T 0... +180 °C | [12 empty] | 0 |  | -1 | [9 empty] | -1 | -1 | [17 empty] | -1 | -1 | [15 empty] | -1 | -1 | -1 | -1 | -1 | -1 | 0 | -1 | -1 | -1 | -1 | -1 | -1 | -1 | -1 | -1 | -1 | -1 | -1 | bar: 1 to 2; 4
|  |  |  | CH3 T -70... +180 °C | [12 empty] | 0 |  | -1 | [9 empty] | -1 | -1 | [17 empty] | -1 | -1 | [15 empty] | -1 | -1 | -1 | -1 | -1 | -1 | -1 | 0 | -1 | -1 | -1 | -1 | -1 | -1 | -1 | -1 | -1 | -1 | -1 | bar: 4
|  |  |  | CH3 T 0... +100 °C | [12 empty] | 0 |  | -1 | [9 empty] | -1 | -1 | [17 empty] | -1 | -1 | [15 empty] | -1 | -1 | -1 | -1 | -1 | -1 | -1 | -1 | 0 | -1 | -1 | -1 | -1 | -1 | -1 | -1 | -1 | -1 | -1 | bar: 1 to 2; 4
|  |  | • | Warmed probe: special Td/f scale °C, please specify (-80 ...+100 °C): | [10 empty] | 41 | 41 | 0 |  | -1 | [11 empty] | -1 | -1 | -1 | -1 | [5 empty] | -1 | -1 | -1 |  | -1 | [5 empty] | -1 | -1 | -1 | -1 | [5 empty] | -1 | -1 | -1 |  | -1 |  | -1 | -1 | -1 | -1 | -1 | -1 | -1 | -1 | -1 | 0 | -1 | -1 | -1 | -1 | -1 | -1 | -1 | -1 | -1 | bar: 4
|  |  | • | T special °C scale, please specify (-100... +200 °C): | [10 empty] | 41 | 41 | 0 |  | -1 | [9 empty] | -1 | -1 | [17 empty] | -1 | -1 | [15 empty] | -1 | -1 | -1 | -1 | -1 | -1 | -1 | -1 | -1 | -1 | 0 | -1 | -1 | -1 | -1 | -1 | -1 | -1 | -1 | bar: 1 to 2; 4
|  |  | • | Warmed probe: special Td/f scale °F, please specify (-120... +212 °F): | [10 empty] | 41 | 41 | 0 |  | -1 | [11 empty] | -1 | -1 | -1 | -1 | [5 empty] | -1 | -1 | -1 |  | -1 | [5 empty] | -1 | -1 | -1 | -1 | [5 empty] | -1 | -1 | -1 |  | -1 |  | -1 | -1 | -1 | -1 | -1 | -1 | -1 | -1 | -1 | -1 | -1 | 0 | -1 | -1 | -1 | -1 | -1 | -1 | -1 | bar: 4
|  |  | • | T special °F scale, please specify(-148... 392°F): | [10 empty] | 41 | 41 | 0 |  | -1 | [9 empty] | -1 | -1 | [17 empty] | -1 | -1 | [15 empty] | -1 | -1 | -1 | -1 | -1 | -1 | -1 | -1 | -1 | -1 | -1 | -1 | 0 | -1 | -1 | -1 | -1 | -1 | -1 | bar: 1 to 2; 4
|  |  |  | CH3 Water Activity (aw) 0... 1 | [12 empty] | 0 |  | -1 | [9 empty] | -1 | -1 | -1 | -1 |  |  |  | -1 |  | -1 |  |  |  |  | -1 | -1 | -1 |  |  | -1 | -1 | -1 | -1 |  |  |  | -1 |  | -1 |  |  |  |  | -1 | -1 | -1 | -1 | -1 | -1 | -1 | -1 | -1 | -1 | -1 | -1 | -1 | -1 | -1 | -1 | 0 | -1 | -1 | -1 | -1 | -1 | bar: 4
|  |  |  | CH3 Relative Saturation (%RS) 0... 100 % RS | [12 empty] | 0 |  | -1 | [9 empty] | -1 | -1 | -1 | -1 |  |  |  | -1 |  | -1 |  |  |  |  | -1 | -1 | -1 |  |  | -1 | -1 | -1 | -1 |  |  |  | -1 |  | -1 |  |  |  |  | -1 | -1 | -1 | -1 | -1 | -1 | -1 | -1 | -1 | -1 | -1 | -1 | -1 | -1 | -1 | -1 | -1 | 0 | -1 | -1 | -1 | -1 | bar: 1 to 2; 4
|  |  |  | CH3 PPM_weight 0...100 ppm | [12 empty] | 0 |  | -1 | [9 empty] | -1 | -1 | -1 | -1 |  |  |  | -1 |  | -1 |  |  |  |  | -1 | -1 | -1 |  |  | -1 | -1 | -1 | -1 |  |  |  | -1 |  | -1 |  |  |  |  | -1 | -1 | -1 | -1 | -1 | -1 | -1 | -1 | -1 | -1 | -1 | -1 | -1 | -1 | -1 | -1 | -1 | -1 | 0 | -1 | -1 | -1 | bar: 4
|  |  | • | Special PPM volume scale, please specify: | [10 empty] | 38 | 38 | 0 |  | -1 | [9 empty] | -1 | -1 | -1 | -1 | [7 empty] | -1 | -1 | -1 | [5 empty] | -1 | -1 | -1 | -1 | [7 empty] | -1 | -1 | -1 |  |  |  | -1 | -1 | -1 | -1 | -1 | -1 | -1 | -1 | -1 | -1 | -1 | -1 | -1 | -1 | -1 | -1 | 0 | -1 | -1 | bar: 1 to 2; 4
|  |  | • | Special Mixing Ratio scale, please specify: | [10 empty] | 41 | 41 | 0 |  | -1 | [20 empty] | -1 | -1 | -1 | [16 empty] | -1 | -1 | -1 |  |  |  | -1 | -1 | -1 | -1 | -1 | -1 | -1 | -1 | -1 | -1 | -1 | -1 | -1 | -1 | -1 | -1 | -1 | 0 | -1 | bar: 4
|  |  | • | Special Absolute Humidity scale, please specify: | [10 empty] | 41 | 41 | 0 |  | -1 | [9 empty] | -1 | -1 | [9 empty] | -1 | -1 | -1 | [5 empty] | -1 | -1 | [9 empty] | -1 | -1 | -1 |  |  |  | -1 | -1 | -1 | -1 | -1 | -1 | -1 | -1 | -1 | -1 | -1 | -1 | -1 | -1 | -1 | -1 | -1 | -1 | 0 | bar: 1 to 2; 4
hardware | 5 | Probe type and cable length |  | Stainless Steel Probe with 2 m / 6.5 ft cable (-70 °C... +180 °C) | [12 empty] | 0 | [66 empty] | 0 | -1 | -1 | bar: 5
|  |  | • | Stainless Steel Probe with 5 m / 16.4 ft cable (-70 °C... +180 °C) |  |  | 5: 2 | 276 | 276 | 0 | [66 empty] | -1 | 0 | -1
|  |  | • | Stainless Steel Probe with 10 m / 32.8 ft cable (-70 °C... +180 °C) |  |  | 5: 3 | 617 | 617 | 0 | [66 empty] | -1 | -1 | 0
| 6 | Humidity sensor type and chemical purge |  | Standard sensor, startup purge on, 24 h interval purge on | [12 empty] | 0 | [22 empty] | -1 | -1 | -1 | [16 empty] | -1 | -1 | -1 | [16 empty] | -1 | -1 | -1 | [6 empty] | 0 | -1 | -1 | -1 | -1 | -1 | -1 | bar: 6
|  |  |  | Standard sensor, startup purge on, interval purge off | [12 empty] | 0 | [22 empty] | -1 | -1 | -1 | [16 empty] | -1 | -1 | -1 | [16 empty] | -1 | -1 | -1 | [6 empty] | -1 | 0 | -1 | -1 | -1 | -1 | -1 | bar: 6
|  |  |  | Standard sensor, no purge | [12 empty] | 0 | [22 empty] | -1 | -1 | -1 | [16 empty] | -1 | -1 | -1 | [16 empty] | -1 | -1 | -1 | [6 empty] | -1 | -1 | 0 | -1 | -1 | -1 | -1 | bar: 6
|  |  |  | Moisture in oil sensor | [12 empty] | 0 | [11 empty] | -1 | -1 | -1 | -1 |  |  |  | -1 |  | -1 |  | 1 | 1 | 1 |  | -1 | -1 | [13 empty] | 1 | 1 | 1 |  | -1 | [14 empty] | 1 | 1 | 1 | [6 empty] | -1 | -1 | -1 | 0 | -1 | -1 | -1 | [5 empty] | -1 | bar: 6
|  |  |  | H2O2-tolerant sensor, startup purge on, 24h interval purge on | [12 empty] | 0 | [22 empty] | -1 | -1 | -1 | [16 empty] | -1 | -1 | -1 | [16 empty] | -1 | -1 | -1 | [6 empty] | -1 | -1 | -1 | -1 | 0 | -1 | -1 | bar: 6
|  |  |  | H2O2-tolerant sensor, startup purge on, interval purge off | [12 empty] | 0 | [22 empty] | -1 | -1 | -1 | [16 empty] | -1 | -1 | -1 | [16 empty] | -1 | -1 | -1 | [6 empty] | -1 | -1 | -1 | -1 | -1 | 0 | -1 | bar: 6
|  |  |  | H2O2-tolerant HUMICAP No purge | [12 empty] | 0 | [22 empty] | -1 | -1 | -1 | [16 empty] | -1 | -1 | -1 | [16 empty] | -1 | -1 | -1 | [6 empty] | -1 | -1 | -1 | -1 | -1 | -1 | 0 | bar: 6
| 7 | Sensor protection |  | PPS grid with Sst net | [12 empty] | 0 | [76 empty] | 0 | -1 | -1 | -1 | bar: 7
|  |  |  | Sintered Filter AISI 316L | HM47280SP |  | 7: 2 |  |  | 0 | [76 empty] | -1 | 0 | -1 | -1
|  |  |  | Porous PTFE Filter | 219452SP |  | 7: 3 |  |  | 0 | [76 empty] | -1 | -1 | 0 | -1
|  |  |  | Steel grid for vacuum application | HM47453SP |  | 7: 4 |  |  | 0 | [76 empty] | -1 | -1 | -1 | 0
| 8 | Product identity |  | Vaisala | [12 empty] | 0 | TRUE | [79 empty] | 0 | bar: 8
[6 empty] | HMM170 | [8 empty] | 3183 | 3183 | 0 | bar: 1
| Note: |  | Selections in bold are included in the prices of the basic versions.
|  | • | Selections in italic are available at an extra price.
| Links: |  | User guide
Datasheet
Technical drawing
Vaisala.com product page
Services (online store)
| accessory |  |  |  | item code
| Duct Installation Kit For 12mm Probe 210697 |  |  |  | 210697 | [9 empty] | 137 | 137
| Sintered PTFE Filter |  |  |  | 219452SP | [9 empty] | 96 | 96
| USB Service Cable M8-4F, RS485 |  |  |  | 219690 | [9 empty] | 162 | 162
| Probe Mounting Clamps (10 pcs) Probe Ø12 |  |  |  | 226067 | [9 empty] | 194 | 194
| Metal Coated PPS Grid Filter with Stainless Steel Mesh, Female Thread |  |  |  | DRW010281SP | [9 empty] | 42 | 42
| Sintered Stainless Steel Filter, Female Thread |  |  |  | HM47280SP | [9 empty] | 87 | 87
| Stainless Steel Filter |  |  |  | HM47453SP | [9 empty] | 123 | 123
| Cable Gland M20x1.5 with Split Seal |  |  |  | HMP247CG | [9 empty] | 93 | 93
| Swagelok for 12mm Probe 1/2" ISO Thread |  |  |  | SWG12ISO12 | [9 empty] | 167 | 167
| Swagelok for 12mm Probe 1/2" NPT Thread |  |  |  | SWG12NPT12 | [9 empty] | 113 | 113
1
2
3
4
5
6
7
8
8
A
B
C
D
E
F
G
H
J
K
L
M
R
S
T
X
Y
Z
8
A
B
C
D
E
F
G
H
J
K
L
M
R
S
T
X
Y
Z
8
A
B
C
D
E
F
G
H
J
K
L
M
R
S
T
X
Y
Z
1
2
3
A
B
C
D
E
F
G
1
2
3
4
A

## HMM105
[17 empty] | Select grey column and press delete to clear selections => |  |  | TRUE
TRUE
|  |  |  | Price valid from: 2025-04-23 |  | Back to Index | [13 empty] | FALSE
HMM105
| Digital Humidity Module | [14 empty] | 0%
[5 empty] | Sparepart | Not valid Configuration | 1 | 2 | 3 | 4 | 5 | 6 | 7 | 8 | List Price (CAD) | Discounted
|  | Digital Humidity Module |  |  |  | HMM105 | [8 empty] | 430 | 430 | Status | Selected | TRUE | TRUE | 0 | 0 | 0 | 0 | 0 | 0 | 0 | 0 | 0 | 0 | 0 | TRUE | 0 | 0 | bar: 1 to 8
hardware | 1 | Output Signal |  | Component Board I2C Humidity Transmitter | [12 empty] | 0 | TRUE | 0 | bar: 1 to 8
| 2 | Probe Type |  | Feed Through with flex cable, HMM105 | [12 empty] | 0 | TRUE |  | 0 | bar: 1 to 8
| 3 | Humidity Sensor Type |  | Robust general purpose humidity sensor (180R) | HUMICAP180R | [11 empty] | 0 |  |  |  | 0 | -1 | bar: 1 to 8
|  |  |  | Extra fast response humidity sensor | 15778HM | [11 empty] | 0 |  |  |  | -1 | 0 | bar: 3 to 8
| 4 | Sensor Protection |  | Porous PTFE Filter Ø12, L22mm | DRW239993SP | [11 empty] | 0 | [5 empty] | 0 | -1 | -1 | -1 | -1 | bar: 1 to 8
|  |  |  | Plastic grid filter | 6221 |  | 4: 2 |  |  | 0 | [5 empty] | -1 | 0 | -1 | -1 | -1
|  |  |  | Membrane filter | 10159HM |  | 4: 3 |  |  | 0 | [5 empty] | -1 | -1 | 0 | -1 | -1
|  |  |  | Teflon filter | 219452SP |  | 4: 4 |  |  | 0 | [5 empty] | -1 | -1 | -1 | 0 | -1
|  |  | • | Stainless filter | HM47280SP |  | 4: 5 | 46 | 46 | 0 | [5 empty] | -1 | -1 | -1 | -1 | 0
| 5 | Module Cable |  | No Cable | [12 empty] | 0 | [10 empty] | 0 | -1 | bar: 1 to 8
|  |  | • | Connection Cable HMM105 | ASM210962SP | [9 empty] | 46 | 46 | 0 | [10 empty] | -1 | 0 | bar: 5 to 8
| 6 | Packaging |  | Package for a Single Product | [12 empty] | 0 | [12 empty] | 0 | -1 | bar: 1 to 8
|  |  |  | Multi-package for up to 25 Products |  |  | 6: 2 |  |  | 0 | [12 empty] | -1 | 0
| 7 | Identity |  | Vaisala Package Label HMM105 | [12 empty] | 0 | TRUE | [13 empty] | 0 | bar: 1 to 8
accessory | 8 | Quick Reference Guide |  | No User's Guide |  |  | 8: 0 |  |  | 0 | [15 empty] | 0 | -1
|  |  |  | Quick Reference Guide HMM105 | [12 empty] | 0 | [15 empty] | -1 | 0 | bar: 8
[6 empty] | HMM105 | 1: A11 | 430 | 430 | 0
| Note: |  | Selections in bold are included in the prices of the basic versions.
|  | • | Selections in italic are available at an extra price.
| Links: |  | User guide
Datasheet
Technical drawing
Vaisala.com product page
Services (online store)
| accessory |  |  |  | item code
| HUMICAP180R |  |  |  | HUMICAP180R | [9 empty] | 223 | 223
| Porous PTFE Filter Ø12, L22mm |  |  |  | DRW239993SP | [9 empty] | 42 | 42
| Plastic Grid HM4660 |  |  |  | 6221 | [9 empty] | 42 | 42
| Membrane Filter 12,0mm |  |  |  | 10159HM | [9 empty] | 45 | 45
| Sintered PTFE Filter |  |  |  | 219452SP | [9 empty] | 96 | 96
| Sintered Stainless Steel Filter, Female Thread |  |  |  | HM47280SP | [9 empty] | 87 | 87
| Connection Cable, (0.6 m, Molex connector) |  |  |  | ASM210962SP | [9 empty] | 42 | 42
A
1
A
B
1
2
3
4
5
A
B
1
2
1
0
E

## HMM100
[15 empty] | Select grey column and press delete to clear selections => |  |  | TRUE
TRUE
|  |  |  | Price valid from: 2025-04-23 |  | Back to Index | [11 empty] | FALSE
[58 empty] | (1 AND 2) OR (1 AND 3) OR (1 AND 4) OR (1 AND 5) OR (1 AND 6) OR (1 AND 7) | (1 AND 2) OR (1 AND 3) OR (1 AND 4) OR (1 AND 5) OR (1 AND 6) OR (1 AND 7) OR (1 AND 8) OR (1 AND 9) | (1 AND 2) OR (1 AND 3) OR (1 AND 4) OR (1 AND 5) OR (1 AND 6) OR (1 AND 7)
HMM100
| Humidity Module for Environmental Chambers | [12 empty] | 0%
[5 empty] | Sparepart | Not valid Configuration | 1 | 2 | 3 | 4 | 5 | 6 | List Price (CAD) | Discounted
|  | Humidity Module for Environmental Chambers |  |  |  | HMM100 | [6 empty] | 1000 | 1000 | Status | Selected | 0 | 0 | 0 | 0 | 0 | 0 | 0 | 0 | 0 | 0 | 0 | 0 | 0 | 0 | 0 | 0 | 0 | 0 | 0 | 0 | 0 | 0 | 0 | 0 | 0 | 0 | 0 | 0 | 0 | 0 | 0 | 0 | 0 | 0 | 0 | 0 | 0 | 0 | 0 | 0 | 0 | 0 | 0 | 0
hardware | 1 | Output Signal |  | 4...20 mA, loop powered | [10 empty] | 0 |  | 0 | -1 | -1 | -1 | -1 | -1 | -1 | -1 | -1 | -1 | -1 | -1 | -1 | -1 | -1 | bar: 1 to 6
|  |  |  | 0...20 mA |  |  | 1: 2 |  |  | 0 |  | -1 | 0 | -1 | -1 | -1 | -1 | -1 | -1 | -1 | -1 | -1 | -1 | -1 | -1 | -1
|  |  |  | 0...1 V |  |  | 1: 3 |  |  | 0 |  | -1 | -1 | 0 | -1 | -1 | -1 | -1 | -1 | -1 | -1 | -1 | -1 | -1 | -1 | -1
|  |  |  | 0...5 V |  |  | 1: 4 |  |  | 0 |  | -1 | -1 | -1 | 0 | -1 | -1 | -1 | -1 | -1 | -1 | -1 | -1 | -1 | -1 | -1
|  |  |  | 0...10 V |  |  | 1: 5 |  |  | 0 |  | -1 | -1 | -1 | -1 | 0 | -1 | -1 | -1 | -1 | -1 | -1 | -1 | -1 | -1 | -1
|  |  |  | 0...10 V, 12 V error state |  |  | 1: 6 |  |  | 0 |  | -1 | -1 | -1 | -1 | -1 | 0 | -1 | -1 | -1 | -1 | -1 | -1 | -1 | -1 | -1
|  |  |  | 4...20 mA, loop powered, 21 mA error state |  |  | 1: 7 |  |  | 0 |  | -1 | -1 | -1 | -1 | -1 | -1 | 0 | -1 | -1 | -1 | -1 | -1 | -1 | -1 | -1
|  |  |  | 0...5 V, Clipping at 5.0 V |  |  | 1: 8 |  |  | 0 |  | -1 | -1 | -1 | -1 | -1 | -1 | -1 | 0 | -1 | -1 | -1 | -1 | -1 | -1 | -1
|  |  |  | 1...5 V |  |  | 1: 9 |  |  | 0 |  | -1 | -1 | -1 | -1 | -1 | -1 | -1 | -1 | 0 | -1 | -1 | -1 | -1 | -1 | -1
|  |  |  | 0...20 mA, 20 mA error state, 3-wire setup | [10 empty] | 0 |  | -1 | -1 | -1 | -1 | -1 | -1 | -1 | -1 | -1 | 0 | -1 | -1 | -1 | -1 | -1 | bar: 1 to 6
|  |  |  | 0...20 mA, 21 mA error state, 3-wire setup | [10 empty] | 0 |  | -1 | -1 | -1 | -1 | -1 | -1 | -1 | -1 | -1 | -1 | 0 | -1 | -1 | -1 | -1 | bar: 1 to 6
|  |  |  | Output 0...1 V Error level 1.5V | [10 empty] | 0 |  | -1 | -1 | -1 | -1 | -1 | -1 | -1 | -1 | -1 | -1 | -1 | 0 | -1 | -1 | -1 | bar: 1 to 6
|  |  |  | 0...5 V, 6 V error state | [10 empty] | 0 |  | -1 | -1 | -1 | -1 | -1 | -1 | -1 | -1 | -1 | -1 | -1 | -1 | 0 | -1 | -1 | bar: 1 to 6
|  |  |  | Output 4...20mA (3.6 mA error-level), 3-wire setup | [10 empty] | 0 |  | -1 | -1 | -1 | -1 | -1 | -1 | -1 | -1 | -1 | -1 | -1 | -1 | -1 | 0 | -1 | bar: 1 to 6
|  |  |  | 4...20 mA, 21 mA error state, 3-wire setup | [10 empty] | 0 |  | -1 | -1 | -1 | -1 | -1 | -1 | -1 | -1 | -1 | -1 | -1 | -1 | -1 | -1 | 0 | bar: 1 to 6
| 2 | Probe Type |  | Plastic PPS, 0.65 m cable | [10 empty] | 0 | [16 empty] | 0 | -1 | -1 | -1 | -1 | -1 | -1 | bar: 1 to 6
|  |  | • | Plastic PPS, 1.6 m cable |  |  | 2: 2 | 36 | 36 | 0 | [16 empty] | -1 | 0 | -1 | -1 | -1 | -1 | -1
|  |  | • | Plastic PPS, 3 m cable |  |  | 2: 3 | 96 | 96 | 0 | [16 empty] | -1 | -1 | 0 | -1 | -1 | -1 | -1
|  |  | • | Stainless Steel, 1.6 m cable |  |  | 2: 4 | 184 | 184 | 0 | [16 empty] | -1 | -1 | -1 | 0 | -1 | -1 | -1
|  |  | • | Stainless cable 3 m |  |  | 2: 5 | 215 | 215 | 0 | [16 empty] | -1 | -1 | -1 | -1 | 0 | -1 | -1
|  |  | • | Plastic PPS with extension tube, 400 mm probe |  |  | 2: 6 | 205 | 205 | 0 | [16 empty] | -1 | -1 | -1 | -1 | -1 | 0 | -1
|  |  | • | Stainless Steel, 0.65 m cable |  |  | 2: 7 | 118 | 118 | 0 | [16 empty] | -1 | -1 | -1 | -1 | -1 | -1 | 0
settings | 3 | Measured Parameter |  | RH | [10 empty] | 0 | [23 empty] | 0 | -1 | -1 | bar: 1 to 6
|  |  |  | Td | [10 empty] | 0 | [23 empty] | -1 | 0 | -1 | bar: 3 to 6
|  |  |  | Special, please specify parameter and scale: | [10 empty] | 0 | [23 empty] | -1 | -1 | 0 | bar: 1 to 6
hardware | 4 | Humidity Sensor Type |  | Humicap 180R for general purposes | [10 empty] | 0 | [26 empty] | 0 | -1 | -1 | bar: 1 to 6
|  |  |  | Humicap 180 for fast response |  |  | 4: 2 |  |  | 0 | [26 empty] | -1 | 0 | -1
|  |  |  | Humicap 180R without temperature compensation | [10 empty] | 0 | [26 empty] | -1 | -1 | 0 | bar: 1 to 6
| 5 | Sensor Protection |  | Plastic grid filter | 6221 | [9 empty] | 0 | [29 empty] | 0 | -1 | -1 | -1 | -1 | -1 | bar: 1 to 6
|  |  |  | Membrane filter | 10159HM | [9 empty] | 0 | [29 empty] | -1 | 0 | -1 | -1 | -1 | -1 | bar: 5 to 6
|  |  |  | Sintered PTFE filter | 219452SP | [9 empty] | 0 | [29 empty] | -1 | -1 | 0 | -1 | -1 | -1 | bar: 1 to 6
|  |  | • | Sintered Stainless Steel Filter | HM47280SP | [7 empty] | 46 | 46 | 0 | [29 empty] | -1 | -1 | -1 | 0 | -1 | -1 | bar: 5 to 6
|  |  | • | Sintered Bronze Filter | 195 | [7 empty] | 56 | 56 | 0 | [29 empty] | -1 | -1 | -1 | -1 | 0 | -1 | bar: 1 to 6
|  |  |  | PPS Grid Filter with Stainless Steel Mesh | DRW010281SP | [9 empty] | 0 | [29 empty] | -1 | -1 | -1 | -1 | -1 | 0 | bar: 5 to 6
accessory | 6 | Quick Reference Guide |  | No User's Guide |  |  | 6: 0 |  |  | 0 | [21 empty] | -1 | [13 empty] | 0 | -1 | -1 | -1 | -1 | -1 | -1
|  |  |  | No Manual, multipack 10 pcs For 400 mm probe only | [10 empty] | 0 | [35 empty] | -1 | 0 | -1 | -1 | -1 | -1 | -1 |  | -1 | bar: 6
|  |  |  | No Manual, single package For 400 mm probe only |  |  | 6: 2 |  |  | 0 | [35 empty] | -1 | -1 | 0 | -1 | -1 | -1 | -1 |  | -1
|  |  |  | English User Guide for HMM100 | [10 empty] | 0 | [21 empty] | -1 | [13 empty] | -1 | -1 | -1 | 0 | -1 | -1 | -1 | bar: 6
|  |  |  | German User Guide for HMM100 | [10 empty] | 0 | [21 empty] | -1 | [13 empty] | -1 | -1 | -1 | -1 | 0 | -1 | -1 | bar: 1 to 6
|  |  |  | Japanese User Guide for HMM100 | [10 empty] | 0 | [21 empty] | -1 | [13 empty] | -1 | -1 | -1 | -1 | -1 | 0 | -1 | bar: 6
|  |  |  | Chinese User Guide for HMM100 | [10 empty] | 0 | [21 empty] | -1 | [13 empty] | -1 | -1 | -1 | -1 | -1 | -1 | 0 | bar: 1 to 6
[6 empty] | HMM100 | [6 empty] | 1000 | 1000 | 0
| Note: |  | Selections in bold are included in the prices of the basic versions.
|  | • | Selections in italic are available at an extra price.
| Links: |  | User guide
Datasheet
Technical drawing
Vaisala.com product page
Services (online store)
| accessory |  |  |  | item code
| Membrane Filter 12,0mm |  |  |  | 10159HM | [7 empty] | 45 | 45
| Sintered PTFE Filter |  |  |  | 219452SP | [7 empty] | 96 | 96
| Mounting Bracket with Lid HMM100 |  |  |  | 225979 | [7 empty] | 124 | 124
| Module housing IP65 HMM100 |  |  |  | 226060 | [7 empty] | 237 | 237
| Probe Mounting Flange HMM100 |  |  |  | 226061 | [7 empty] | 78 | 78
| Probe Mounting Clamps (10 pcs) Probe Ø12 |  |  |  | 226067 | [7 empty] | 194 | 194
| USB Service Cable M8-4F, RS232 |  |  |  | 226068 | [7 empty] | 157 | 157
| Plastic Grid HM4660 |  |  |  | 6221 | [7 empty] | 42 | 42
| Metal Coated PPS Grid Filter with Stainless Steel Mesh, Female Thread |  |  |  | DRW010281SP | [7 empty] | 42 | 42
| Sintered Stainless Steel Filter, Female Thread |  |  |  | HM47280SP | [7 empty] | 87 | 87
| HUMICAP180R |  |  |  | HUMICAP180R | [7 empty] | 223 | 223
1
2
3
4
5
6
7
8
9
A
B
C
D
E
F
1
2
3
4
5
6
7
A
B
X
1
2
A
A
B
C
D
E
F
0
1
2
E
G
J
L

## HMK15
[18 empty] | Select grey column and press delete to clear selections => |  |  | TRUE
TRUE
|  |  |  | Price valid from: 2025-04-23 |  | Back to Index | [14 empty] | FALSE
HMK15
| Humidity Calibrator | [15 empty] | 0%
[5 empty] | Sparepart | Not valid Configuration | 1 | 2 | 3 | 4 | 5 | 6 | 7 | 8 | 9 | List Price (CAD) | Discounted
|  | Humidity Calibrator |  |  |  | HMK15 | [9 empty] | 981 | 981 | Status | Selected | 0 | 0 | 0 | 0 | 0 | 0 | 0 | 0 | 0 | 0 | 0 | 0 | 0 | 0 | 0 | 0 | 0 | 0 | 0 | 0 | 0 | 0 | 0 | 0 | 0 | 0 | 0
hardware | 1 | Salt chamber |  | Two salt chambers with basic lids | [13 empty] | 0 |  | 0 | -1 | -1 | -1 | bar: 1 to 9
|  |  | • | Three salt chambers with basic lids | [11 empty] | 269 | 269 | 0 |  | -1 | 0 | -1 | -1 | bar: 1 to 9
|  |  | • | Two salt chambers with basic and custom lids | [11 empty] | 378 | 378 | 0 |  | -1 | -1 | 0 | -1 | bar: 1 to 9
|  |  | • | Three salt chambers with basic and custom lids | [11 empty] | 852 | 852 | 0 |  | -1 | -1 | -1 | 0 | bar: 1 to 9
accessory | 2 | LiCl salt |  | No LiCL Salt |  |  | 2: 0 |  |  | 0 | [5 empty] | 0 | -1 | -1
|  |  | • | LiCl Salt (11 %RH) for One Chamber | [11 empty] | 111 | 111 | 0 | [5 empty] | -1 | 0 | -1 | bar: 2 to 9
|  |  | • | LiCl Salt (11 %RH) for Two Chambers |  |  | 2: 2 | 179 | 179 | 0 | [5 empty] | -1 | -1 | 0
| 3 | MgCl2 salt |  | No MgCl2 Salt |  |  | 3: 0 |  |  | 0 | [8 empty] | 0 | -1 | -1
|  |  | • | MgCl2 Salt (33 %RH) for One Chamber | [11 empty] | 111 | 111 | 0 | [8 empty] | -1 | 0 | -1 | bar: 3 to 9
|  |  | • | MgCl2 Salt (33 %RH) for Two Chambers |  |  | 3: 2 | 179 | 179 | 0 | [8 empty] | -1 | -1 | 0
| 4 | NaCl salt |  | No NaCl Salt |  |  | 4: 0 |  |  | 0 | [11 empty] | 0 | -1 | -1
|  |  | • | NaCl Salt (75 %RH) for One Chamber | [11 empty] | 111 | 111 | 0 | [11 empty] | -1 | 0 | -1 | bar: 4 to 9
|  |  | • | NaCl Salt (75 %RH) for Two Chambers |  |  | 4: 2 | 179 | 179 | 0 | [11 empty] | -1 | -1 | 0
| 5 | K2SO4 salt |  | No K2SO4 Salt |  |  | 5: 0 |  |  | 0 | [14 empty] | 0 | -1 | -1
|  |  | • | K2SO4 Salt (97 %RH) for One Chamber | [11 empty] | 111 | 111 | 0 | [14 empty] | -1 | 0 | -1 | bar: 5 to 9
|  |  | • | K2SO4 Salt (97 %RH) for Two Chambers |  |  | 5: 2 | 179 | 179 | 0 | [14 empty] | -1 | -1 | 0
| 6 | Ion exchanged water |  | No Water | [13 empty] | 0 | [17 empty] | 0 | -1 | bar: 1 to 9
|  |  | • | Ion Exchanged Water for HMK15 | [11 empty] | 24 | 24 | 0 | [17 empty] | -1 | 0 | bar: 6 to 9
| 7 | Carrying bag |  | No Carrying Case |  |  | 7: 0 |  |  | 0 | [19 empty] | 0 | -1
|  |  | • | Carrying Bag | [11 empty] | 283 | 283 | 0 | [19 empty] | -1 | 0 | bar: 7 to 9
| 8 | KCl salt |  | No KCl Salt |  |  | 8: 2 |  |  | 0 | [21 empty] | 0 | -1 | -1
|  |  | • | KCl Salt (85 %RH) for One Chamber | [11 empty] | 111 | 111 | 0 | [21 empty] | -1 | 0 | -1 | bar: 8 to 9
|  |  | • | KCl Salt (85 %RH) for Two Chambers | [11 empty] | 179 | 179 | 0 | [21 empty] | -1 | -1 | 0 | bar: 1 to 9
| 9 | Manual |  | No User's Guide | [13 empty] | 0 | [24 empty] | 0 | -1 | -1 | -1 | bar: 1 to 9
|  |  | • | English User Guide for HMK15 | [11 empty] | 17 | 17 | 0 | [24 empty] | -1 | 0 | -1 | -1 | bar: 9
|  |  | • | Japanese User Guide for HMK15 | [11 empty] | 17 | 17 | 0 | [24 empty] | -1 | -1 | 0 | -1 | bar: 1 to 9
|  |  | • | Chinese User Guide for HMK15 | [11 empty] | 17 | 17 | 0 | [24 empty] | -1 | -1 | -1 | 0 | bar: 9
[6 empty] | HMK15 | [9 empty] | 981 | 981 | 0
| Note: |  | Selections in bold are included in the prices of the basic versions.
|  | • | Selections in italic are available at an extra price.
| Links: |  | User guide
Datasheet
Technical drawing
Vaisala.com product page
Services (online store)
| accessory |  |  |  | item code
| LiCl Salt (11 %RH) for One Chamber |  |  |  | 19729HM | [10 empty] | 111 | 111
| MgCl2 Salt (33 %RH) for One Chamber |  |  |  | 19730HM | [10 empty] | 111 | 111
| NaCl Salt (75 %RH) for One Chamber |  |  |  | 19731HM | [10 empty] | 111 | 111
| K2SO4 Salt (97 %RH) for One Chamber |  |  |  | 19732HM | [10 empty] | 111 | 111
| Protection Plug Set |  |  |  | 19746HM | [10 empty] | 21 | 21
| Extra Chamber with Universal Lid |  |  |  | 19766HM | [10 empty] | 289 | 289
| Ion Exchanged Water for HMK15 |  |  |  | 19767HM | [10 empty] | 24 | 24
| Calibration Adapter for HMK15 |  |  |  | 211302SP | [10 empty] | 35 | 35
| O-Ring Set For HMK15 |  |  |  | 218096 | [10 empty] | 31 | 31
| Special Cover Set for HMK15 |  |  |  | 230914 | [10 empty] | 268 | 268
| Thermometer (red liquid) With Protecting Tube |  |  |  | 25130HM | [10 empty] | 385 | 385
| KCl Salt Bag, 85%RH |  |  |  | 251377HM | [10 empty] | 111 | 111
| HMK15 chamber lid with custom cover for 4 x HMP110 with filter |  |  |  | 253277SP | [10 empty] | 185 | 185
| HMK15 basic lid with four measurement holes |  |  |  | 271549 | [10 empty] | 179 | 179
| HMK15-HMP9 Adapter Assembly |  |  |  | ASM213801 | [10 empty] | 76 | 76
| Cover 4x Ø12mm+Ø13.5 For HMK15 |  |  |  | DRW255417SP | [10 empty] | 289 | 289
| Carrying Bag |  |  |  | HM27032 | [10 empty] | 283 | 283
A
B
C
D
0
1
2
0
1
2
0
1
2
0
1
2
A
B
0
1
2
A
B
A
B
J
Z

## HMD60
[19 empty] | Select grey column and press delete to clear selections => |  |  | TRUE
TRUE
|  |  |  | Price valid from: 2025-04-23 |  | Back to Index | [15 empty] | FALSE
1 AND 2 AND 3 AND 4 AND 5
HMD60
| Humidity and Temperature Duct Transmitter | [16 empty] | 0%
[5 empty] | Sparepart | Not valid Configuration | 1 | 2 | 3 | 4 | 5 | 6 | 7 | 8 | 9 | 10 | List Price (CAD) | Discounted
|  | Humidity and Temperature Duct Transmitter |  |  |  | HMD60 | [10 empty] | 761 | 761 | Status | Selected | 0 | 0 | 0 | 0 | 0 | 0 | 0 | 0 | 0 | 0 | 0 | 0 | 0 | 0 | 0 | 0 | 0 | 0 | 0 | 0 | 0 | 0 | 0 | 0 | 0 | 0 | 0 | 0 | 0 | 0 | 0 | 0
hardware | 1 | Probe Length |  | Probe Length Standard (25 cm) | [14 empty] | 0 |  | 0 | -1 | bar: 1 to 10
|  |  | • | Short (10 cm) | [12 empty] | 19 | 19 | 0 |  | -1 | 0 | bar: 1 to 10
| 2 | Output Signal |  | 4...20 mA (Loop powered) | [14 empty] | 0 |  |  |  | 0 | -1 | -1 | -1 | -1 | bar: 1 to 10
|  |  |  | 0...10 V |  |  | 2: 2 |  |  | 0 |  |  |  | -1 | 0 | -1 | -1 | -1
|  |  |  | 0...5 V |  |  | 2: 3 |  |  | 0 |  |  |  | -1 | -1 | 0 | -1 | -1
|  |  |  | 1...5 V |  |  | 2: 4 |  |  | 0 |  |  |  | -1 | -1 | -1 | 0 | -1
|  |  |  | BACnet / Modbus |  |  | 2: 5 |  |  | 0 |  |  |  | -1 | -1 | -1 | -1 | 0
settings | 3 | Channel 1 |  | RH (0...100%) | [14 empty] | 0 | [8 empty] | 0 | -1 | -1 | -1 | -1 | -1 | -1 | bar: 1 to 10
|  |  |  | Td/f (-40...+80°C) | [14 empty] | 0 | [7 empty] | -1 | -1 | 0 | -1 | -1 | -1 | -1 | -1 | bar: 3 to 10
|  |  |  | A (0...300 g/m³) | [14 empty] | 0 | [7 empty] | -1 | -1 | -1 | 0 | -1 | -1 | -1 | -1 | bar: 1 to 10
|  |  |  | X (0...600 g/kg) | [14 empty] | 0 | [7 empty] | -1 | -1 | -1 | -1 | 0 | -1 | -1 | -1 | bar: 3 to 10
|  |  |  | Tw (-40...+80°C) | [14 empty] | 0 | [7 empty] | -1 | -1 | -1 | -1 | -1 | 0 | -1 | -1 | bar: 1 to 10
|  |  |  | H (-40...+1600 kj/kg) | [14 empty] | 0 | [7 empty] | -1 | -1 | -1 | -1 | -1 | -1 | 0 | -1 | bar: 3 to 10
|  |  | • | Special, please specify parameter and scale: | [12 empty] | 9 | 9 | 0 | [7 empty] | -1 | -1 | -1 | -1 | -1 | -1 | -1 | 0 | bar: 1 to 10
| 4 | Channel 2 |  | T (-20...+80°C) | [14 empty] | 0 | [15 empty] | 0 | -1 | -1 | bar: 1 to 10
|  |  |  | T (-40...+80°C) |  |  | 4: 2 |  |  | 0 | [7 empty] | -1 | [7 empty] | -1 | 0 | -1
|  |  | • | Special, please specify parameter and scale: | [12 empty] | 9 | 9 | 0 | [7 empty] | -1 | [7 empty] | -1 | -1 | 0 | bar: 1 to 10
hardware | 5 | Identity |  | Vaisala | [14 empty] | 0 | [18 empty] | 0 | bar: 1 to 10
| 6 | Sensor |  | Humicap R2 | [14 empty] | 0 | [19 empty] | 0 | -1 | bar: 1 to 10
|  |  | • | Catalytic Sensor |  |  | 6: 2 | 42 | 42 | 0 | [19 empty] | -1 | 0
| 7 | Filter |  | Stainless Steel Grid | ASM212652SP | [13 empty] | 0 | [21 empty] | 0 | -1 | -1 | bar: 1 to 10
|  |  | • | Sintered Stainless Steel Filter | HM46670SP | [11 empty] | 88 | 88 | 0 | [21 empty] | -1 | 0 | -1 | bar: 7 to 10
|  |  | • | Sintered Teflon Filter | DRW244938SP | [11 empty] | 88 | 88 | 0 | [21 empty] | -1 | -1 | 0 | bar: 1 to 10
| 8 | Bushing 1 (small) |  | Plugged, M16x1.5 |  |  | 8: 0 |  |  | 0 | [24 empty] | 0 | -1 | -1
|  |  |  | Cable Gland (4...8mm) | 254280SP | [13 empty] | 0 | [24 empty] | -1 | 0 | -1 | bar: 8 to 10
|  |  | • | Conduit Fitting NPT1/2" | 210675SP |  | 8: 2 | 42 | 42 | 0 | [24 empty] | -1 | -1 | 0
| 9 | Bushing 2 (large) |  | Cable Gland (6...12mm) | [14 empty] | 0 | [27 empty] | 0 | -1 | bar: 1 to 10
|  |  |  | Plugged, M20x1.5 | [14 empty] | 0 | [27 empty] | -1 | 0 | bar: 9 to 10
accessory | 10 | User Guide |  | None |  |  | 10: 0 |  |  | 0 | [29 empty] | 0 | -1 | -1
|  |  | • | Quick Guide, Multilingual, Loop Powered Output | [12 empty] | 19 | 19 | 0 | [29 empty] | -1 | 0 | -1 | -1 | bar: 10
|  |  | • | Quick Guide, Multilingual, Voltage/Digital Output |  |  | 10: 2 | 19 | 19 | 0 |  |  |  | -1 | [25 empty] | -1 | -1 | 0
[6 empty] | HMD60 | [10 empty] | 761 | 761 | 0
| Note: |  | Selections in bold are included in the prices of the basic versions.
|  | • | Selections in italic are available at an extra price.
| Links: |  | User guide
Datasheet
Technical drawing
Vaisala.com product page
Services (online store)
| accessory |  |  |  | item code
| Conduit fitting + O‑ring (M16×1.5 / NPT1/2") |  |  |  | 210675SP | [11 empty] | 42 | 42
| USB Service Cable M8-4F, RS485 |  |  |  | 219690 | [11 empty] | 162 | 162
| MI70 Connection Cable with M8-4F Connector |  |  |  | 219980SP | [11 empty] | 232 | 232
| Cable Gland, M16/x1.5 Spare Part |  |  |  | 254280SP | [11 empty] | 42 | 42
| M12 - M8 service cable 1.5 m (4.9 ft) |  |  |  | 262195SP | [11 empty] | 133 | 133
| PTFE Membrane Filter with Stainless Steel Grid |  |  |  | ASM212652SP | [11 empty] | 42 | 42
| Porous Sintered PTFE Filter Ø12, L25mm |  |  |  | DRW244938SP | [11 empty] | 91 | 91
| Sintered Stainless Steel Filter, Male Thread |  |  |  | HM46670SP | [11 empty] | 87 | 87
| Service |  |  |  | item code
| Services for HMD60 |  |  |  | HMD60SERVICES
A
B
1
2
3
4
5
A
B
C
D
E
F
X
1
2
X
A
1
2
A
B
C
0
1
2
A
N
0
1
2

## HMD110
[17 empty] | Select grey column and press delete to clear selections => |  |  | TRUE
TRUE
|  |  |  | Price valid from: 2025-04-23 |  | Back to Index | [13 empty] | FALSE
HMD110
| RH+T Duct Transmitter, ±2 %RH | [14 empty] | 0%
[5 empty] | Sparepart | Not valid Configuration | 1 | 2 | 3 | 4 | 5 | 6 | 7 | 8 | List Price (CAD) | Discounted
|  | RH+T Duct Transmitter, ±2 %RH |  |  |  | HMD110 | [8 empty] | 503 | 503 | Status | Selected | 0 | 0 | 0 | 0 | 0 | 0 | 0 | 0 | 0 | 0 | 0 | 0 | 0 | 0 | 0 | 0 | 0 | 0 | 0 | 0 | 0 | TRUE | 0 | 0 | 0 | 0 | 0 | 0 | 0 | 0 | TRUE | bar: 1 to 8
hardware | 1 | Output Signals |  | 4...20 mA 2-wire loop-powered |  |  | 1: 2 |  |  | 0 |  | 0 | -1 | -1 | -1
|  |  | • | 4...20 mA 2-wire loop-powered, with display |  |  | 1: 4 | 54 | 54 | 0 |  | -1 | 0 | -1 | -1
|  |  |  | Modbus RTU | [12 empty] | 0 |  | -1 | -1 | 0 | -1 | bar: 1 to 8
|  |  | • | Modbus RTU, with display | [10 empty] | 54 | 54 | 0 |  | -1 | -1 | -1 | 0 | bar: 1 to 8
settings | 2 | Measured Parameter for Channel 1 |  | RH 0...100% | [12 empty] | 0 |  |  |  | -1 |  | 0 | -1 | -1 | -1 | -1 | -1 | -1 | -1 | -1 | -1 | -1 | bar: 1 to 8
|  |  |  | Td -40...+60 °C (-40…+140 °F) | [12 empty] | 0 |  |  |  | -1 |  | -1 | 0 | -1 | -1 | -1 | -1 | -1 | -1 | -1 | -1 | -1 | bar: 2 to 8
|  |  |  | Temperature -40...+60 °C (-40…+140 °F) | [12 empty] | 0 |  |  |  | -1 |  | -1 | -1 | 0 | -1 | -1 | -1 | -1 | -1 | -1 | -1 | -1 | bar: 1 to 8
|  |  |  | Tw -40...+60 °C (-40…+140 °F) | [12 empty] | 0 |  |  |  | -1 |  | -1 | -1 | -1 | 0 | -1 | -1 | -1 | -1 | -1 | -1 | -1 | bar: 2 to 8
|  |  |  | A 0...130 g/m3 (0 … 57 gr/ft3) | [12 empty] | 0 |  |  |  | -1 |  | -1 | -1 | -1 | -1 | 0 | -1 | -1 | -1 | -1 | -1 | -1 | bar: 1 to 8
|  |  |  | X 0...150 g/kg (0…1050 gr/lb) | [12 empty] | 0 |  |  |  | -1 |  | -1 | -1 | -1 | -1 | -1 | 0 | -1 | -1 | -1 | -1 | -1 | bar: 2 to 8
|  |  |  | H -40 … 460 kJ/kg (-10 … +190 BTU/lb) | [12 empty] | 0 |  |  |  | -1 |  | -1 | -1 | -1 | -1 | -1 | -1 | 0 | -1 | -1 | -1 | -1 | bar: 1 to 8
|  |  |  | No selection (Modbus model) | [12 empty] | 0 |  | -1 |  | 1 |  | -1 | -1 | -1 | -1 | -1 | -1 | -1 | 0 | -1 | -1 | -1 | bar: 2 to 8
|  |  |  | Td special scale, please specify: | [12 empty] | 0 |  |  |  | -1 |  | -1 | -1 | -1 | -1 | -1 | -1 | -1 | -1 | 0 | -1 | -1 | bar: 1 to 8
|  |  |  | Tw special scale, please specify: | [12 empty] | 0 |  |  |  | -1 |  | -1 | -1 | -1 | -1 | -1 | -1 | -1 | -1 | -1 | 0 | -1 | bar: 2 to 8
|  |  |  | h special scale, please specify: | [12 empty] | 0 |  |  |  | -1 |  | -1 | -1 | -1 | -1 | -1 | -1 | -1 | -1 | -1 | -1 | 0 | bar: 1 to 8
| 3 | Measured Parameter for Channel 2 |  | Td -40...+60 °C (-40…+140 °F) |  |  | 3: 0 |  |  | 0 |  |  |  | -1 | [12 empty] | 0 | -1 | -1 | -1 | -1 | -1
|  |  |  | T -40...+60 °C (-40…+140 °F) | [12 empty] | 0 |  |  |  | -1 | [12 empty] | -1 | 0 | -1 | -1 | -1 | -1 | bar: 3 to 8
|  |  |  | T -5...+55 °C (23…+131 °F) |  |  | 3: 2 |  |  | 0 |  |  |  | -1 | [12 empty] | -1 | -1 | 0 | -1 | -1 | -1
|  |  |  | T 0...+50 °C (32…+122 °F) |  |  | 3: 3 |  |  | 0 |  |  |  | -1 | [12 empty] | -1 | -1 | -1 | 0 | -1 | -1
|  |  |  | No selection (Modbus model) | [12 empty] | 0 |  | -1 |  | 1 | [8 empty] | 1 |  |  |  | -1 | -1 | -1 | -1 | 0 | -1 | bar: 1 to 8
|  |  |  | T special scale, please specify: | [12 empty] | 0 |  |  |  | -1 | [12 empty] | -1 | -1 | -1 | -1 | -1 | 0 | bar: 3 to 8
hardware | 4 | Identity |  | Vaisala | [12 empty] | 0 | TRUE | [21 empty] | 0 | bar: 1 to 8
| 5 | Humidity Sensor |  | Robust general purpose humidity sensor (180R) | [12 empty] | 0 | [23 empty] | 0 | -1 | bar: 1 to 8
|  |  | • | Catalytic Sensor for H2O2 environments | [10 empty] | 42 | 42 | 0 | [23 empty] | -1 | 0 | bar: 5 to 8
accessory | 6 | User Guide |  | No User's Guide |  |  | 6: 0 |  |  | 0 | [25 empty] | 0 | -1
|  |  | • | Multilingual Quick Guide for HMDW110 Series | [10 empty] | 19 | 19 | 0 | [25 empty] | -1 | 0 | bar: 6 to 8
hardware | 7 | Display Options |  | Metric Units | [12 empty] | 0 |  | -1 |  | -1 | [23 empty] | 0 | -1 | -1 | -1 | bar: 1 to 8
|  |  |  | Non-Metric Units |  |  | 7: 2 |  |  | 0 |  | -1 |  | -1 | [23 empty] | -1 | 0 | -1 | -1
|  |  |  | Metric units only (cannot be changed after delivery) |  |  | 7: 3 |  |  | 0 |  | -1 |  | -1 | [23 empty] | -1 | -1 | 0 | -1
|  |  |  | No display | [12 empty] | 0 |  |  | -1 |  | -1 | [22 empty] | -1 | -1 | -1 | 0 | bar: 7 to 8
| 8 | Reserved 2 |  | No option2 | [12 empty] | 0 | TRUE | [30 empty] | 0 | bar: 1 to 8
[6 empty] | HMD110 | [8 empty] | 503 | 503 | 0 | bar: 1
| Note: |  | Selections in bold are included in the prices of the basic versions.
|  | • | Selections in italic are available at an extra price.
| Links: |  | User guide
Datasheet
Technical drawing
Vaisala.com product page
Services (online store)
| accessory |  |  |  | item code
| USB Service Cable M8-4F, RS485 |  |  |  | 219690 | [9 empty] | 162 | 162
| MI70 Connection Cable with M8-4F Connector |  |  |  | 219980SP | [9 empty] | 232 | 232
| Terminal Block, Blue PK1304D 4P |  |  |  | 236620SP | [9 empty] | 20 | 20
| Fastening flange assy HMD80 (Spare part) |  |  |  | ASM210771SP | [9 empty] | 42 | 42
| Membrane Filter PC White UV stabilized |  |  |  | ASM210856SP | [9 empty] | 42 | 42
| Porous PTFE Filter Ø12, L22mm |  |  |  | DRW239993SP | [9 empty] | 42 | 42
| HUMICAP180R |  |  |  | HUMICAP180R | [9 empty] | 223 | 223
| HUMICAP180V |  |  |  | HUMICAP180V | [9 empty] | 209 | 209
| Service |  |  |  | item code
| Services for HMD110 |  |  |  | HMD110SERVICES
2
4
M
N
A
B
C
D
E
F
H
N
X
Y
Z
0
1
2
3
N
X
V
A
C
0
1
1
2
3
N
N

## HM40
[13 empty] | Select grey column and press delete to clear selections => |  |  | TRUE
TRUE
|  |  |  | Price valid from: 2025-04-23 |  | Back to Index | [9 empty] | FALSE
HM40
| Handheld Humidity and Temperature Meter | [10 empty] | 0%
[5 empty] | Sparepart | Not valid Configuration | 1 | 2 | 3 | 4 | List Price (CAD) | Discounted
|  | Handheld Humidity and Temperature Meter |  |  |  | HM40 |  |  |  |  | 0 | 0 | Status | Selected | 0 | 0 | 0 | 0 | 0 | 0 | 0 | 0 | 0 | 0 | 0 | 0
hardware | 1 | Probe | • | Fixed probe HMP113 (HM41) |  |  | A |  |  |  | 855 | 855 | 0 |  | 0 | -1 | -1 | -1 | -1
|  |  | • | Remote Probe with Handle, HMP113+HM40HANDLE (HM45) |  |  | B |  |  |  | 1042 | 1042 | 0 |  | -1 | 0 | -1 | -1 | -1
|  |  | • | 4mm Thin Probe with Membrane Filter (HM42PROBE) |  |  | C |  |  |  | 1873 | 1873 | 0 |  | -1 | -1 | 0 | -1 | -1
|  |  | • | Stainless Steel Probe with Sintered Filter (HM46PROBE) |  |  | D |  |  |  | 1712 | 1712 | 0 |  | -1 | -1 | -1 | 0 | -1
|  |  | • | Stainless Steel Probe with Plastic Grid (HM46PROBE) |  |  | E |  |  |  | 1712 | 1712 | 0 |  | -1 | -1 | -1 | -1 | 0
| 2 | Batteries |  | Alkaline Batteries (2 pcs) |  |  |  | 1 |  |  |  |  | 0 | [6 empty] | 0 | -1 | -1
|  |  | • | NiMH Rechargeable Batteries (4 pcs) | 229247SP |  |  | 2 |  |  | 42 | 42 | 0 | [6 empty] | -1 | 0 | -1
|  |  | • | External Battery Recharger with USB Connection, 2 Batteries | 229249SP |  |  | 3 |  |  | 69 | 69 | 0 | [6 empty] | -1 | -1 | 0
accessory | 3 | Package |  | Standard package |  |  |  |  | A |  |  |  | 0 |  | 1 | 1 | -1 | -1 | -1 |  |  |  | 0 | -1
|  |  |  | Package for long probes |  |  |  |  | B |  |  |  | 0 |  | -1 | -1 | 1 | 1 | 1 |  |  |  | -1 | 0
| 4 | User's Guide Language |  | No User's Guide | [5 empty] | A |  |  | 0 | [11 empty] | 0 | -1
|  |  |  | English Manual HM40 | [5 empty] | B |  |  | 0 | [11 empty] | -1 | 0
[6 empty] | HM40 |  |  |  |  | 0 | 0 | 0
| Note: |  | Selections in bold are included in the prices of the basic versions.
|  | • | Selections in italic are available at an extra price.
| Links: |  | User guide
Datasheet
Technical drawing
Vaisala.com product page
Services (online store)
| accessory |  |  |  | item code
| Sintered Bronze Filter, Female Thread |  |  |  | 195 | [5 empty] | 85 | 85
| Membrane Filter 12,0mm |  |  |  | 10159HM | [5 empty] | 45 | 45
| Disposable Sleeve Set (50 pcs) |  |  |  | 1558 | [5 empty] | 69 | 69
| Rubber Sleeve Set (10 pcs) for HM42PROBE |  |  |  | 19809HM | [5 empty] | 19 | 19
| Membrane Tube Set (5 pcs) for HM42PROBE |  |  |  | 19858HM | [5 empty] | 42 | 42
| Steel Grid Filter for HM42PROBE |  |  |  | 19867HM | [5 empty] | 87 | 87
| Battery Cover (3 pcs) |  |  |  | 225688SP | [5 empty] | 69 | 69
| Belt Clip (3 pcs) |  |  |  | 227710SP | [5 empty] | 69 | 69
| NiMH Rechargeable Batteries (4 pcs) |  |  |  | 229247SP | [5 empty] | 69 | 69
| External Battery Recharger with USB Connection and 2 Batteries |  |  |  | 229249SP | [5 empty] | 98 | 98
| Plastic Grid with Membrane Filter |  |  |  | 230727SP | [5 empty] | 49 | 49
| Case for Short HM40 Probes (HM41, HM45) |  |  |  | 235849SP | [5 empty] | 69 | 69
| Plastic Grid HM4660 |  |  |  | 6221 | [5 empty] | 42 | 42
| Plastic Grid Filter for HMP113 Probe |  |  |  | DRW236214SP | [5 empty] | 71 | 71
| Plastic Locking Bushing (3 pcs) for HMP113 Attachment to HM40 Indicator |  |  |  | DRW238590SP | [5 empty] | 42 | 42
| Spare Plastic Grid PC, White, M10x1 |  |  |  | DRW240185SP | [5 empty] | 38 | 38
| Case for Long HM40 Probes (HM42, HM46) |  |  |  | DRW242351SP | [5 empty] | 90 | 90
| Probe Holder HM36915 |  |  |  | HM36915 | [5 empty] | 113 | 113
| Calibration Adapter HM37067 (HM42) |  |  |  | HM37067 | [5 empty] | 167 | 167
| HM40 Handle and Cable |  |  |  | HM40HANDLE | [5 empty] | 187 | 187
| Handheld Indicator |  |  |  | HM40INDI | [5 empty] | 649 | 649
| 4 mm Stainless Steel Measurement Probe for HM40 |  |  |  | HM42PROBE | [5 empty] | 1483 | 1483
| 12 mm Stainless Steel Measurement Probe for HM40 |  |  |  | HM46PROBE | [5 empty] | 1309 | 1309
A
B
C
D
E
1
2
3
A
B
A
B

## GMW90R
[21 empty] | Select grey column and press delete to clear selections => |  |  | TRUE
TRUE
|  |  |  | Price valid from: 2025-04-23 |  | Back to Index | [17 empty] | FALSE
NOT (1 AND 2)
GMW90R
| Room CO2, Humidity and Temperature Transmitter | [18 empty] | 0%
[5 empty] | Sparepart | Not valid Configuration | 1 | 2 | 3 | 4 | 5 | 6 | 7 | 8 | 9 | 10 | 11 | 12 | List Price (CAD) | Discounted
|  | Room CO2, Humidity and Temperature Transmitter |  |  |  | GMW90R | [12 empty] | 703 | 703 | Status | Selected | 0 | 0 | 0 | 0 | 0 | 0 | 0 | 0 | 0 | 0 | 0 | 0 | 0 | 0 | 0 | 0 | 0 | 0 | 0 | 0 | 0 | 0 | 0 | 0 | 0 | 0 | 0 | 0 | 0 | 0 | 0 | 0 | 0 | 0 | 0 | 0 | 0 | 0 | 0 | 0 | 0 | 0 | 0 | 0 | 0 | 0 | 0 | 0 | 0 | 0 | 0 | 0 | 0 | 0 | 0 | 0 | 0 | 0 | 0 | 0 | 0 | 0 | 0 | 0 | 0 | 0 | 0 | 0 | 0 | 0 | 0 | 0 | 0 | 0 | 0 | 0 | 0 | 0 | TRUE | bar: 1 to 2
hardware | 1 | Output |  | 3-wire voltage output |  |  | 1: 3 |  |  | 0 |  | 0 | -1 | -1
|  |  |  | 3-wire current output |  |  | 1: 4 |  |  | 0 |  | -1 | 0 | -1
|  |  |  | RS485 digital communication |  |  | 1: 5 |  |  | 0 |  | -1 | -1 | 0
| 2 | Output Signal |  | Digital communication |  |  | 2: 0 |  |  | 0 |  | -1 | -1 |  | 0 | -1 | -1 | -1 | -1
|  |  |  | 0...10 V 3-wire |  |  | 2: 2 |  |  | 0 |  |  | -1 | -1 | -1 | 0 | -1 | -1 | -1
|  |  |  | 0...5 V 3-wire |  |  | 2: 3 |  |  | 0 |  |  | -1 | -1 | -1 | -1 | 0 | -1 | -1
|  |  |  | 4...20 mA 3-wire |  |  | 2: 4 |  |  | 0 |  | -1 |  | -1 | -1 | -1 | -1 | 0 | -1
|  |  |  | 0...20 mA 3-wire |  |  | 2: 5 |  |  | 0 |  | -1 |  | -1 | -1 | -1 | -1 | -1 | 0
settings | 3 | Output Parameter for Analog Output 1 |  | Digital communication | [16 empty] | 0 |  | -1 | -1 | [6 empty] | 0 | -1 | -1 | -1 | -1 | -1 | -1 | -1 | -1 | -1 | -1 | -1 | -1 | -1 | -1 | bar: 3
|  |  |  | RH 0...100% | [16 empty] | 0 |  |  |  | -1 | [5 empty] | -1 | 0 | -1 | -1 | -1 | -1 | -1 | -1 | -1 | -1 | -1 | -1 | -1 | -1 | -1 | bar: 3
|  |  |  | Td -20 ... +55 °C (-4 ... +131 °F) | [16 empty] | 0 |  |  |  | -1 | [5 empty] | -1 | -1 | 0 | -1 | -1 | -1 | -1 | -1 | -1 | -1 | -1 | -1 | -1 | -1 | -1 | bar: 3
|  |  |  | X 0...100g/kg (0...700 gr/lb) | [16 empty] | 0 |  |  |  | -1 | [5 empty] | -1 | -1 | -1 | 0 | -1 | -1 | -1 | -1 | -1 | -1 | -1 | -1 | -1 | -1 | -1 | bar: 3
|  |  |  | h special scale, please specify: | [16 empty] | 0 |  |  |  | -1 | [5 empty] | -1 | -1 | -1 | -1 | 0 | -1 | -1 | -1 | -1 | -1 | -1 | -1 | -1 | -1 | -1 | bar: 3
|  |  |  | Td special scale, please specify: | [16 empty] | 0 |  |  |  | -1 | [5 empty] | -1 | -1 | -1 | -1 | -1 | 0 | -1 | -1 | -1 | -1 | -1 | -1 | -1 | -1 | -1 | bar: 3
|  |  |  | CO2 0...2000 ppm | [16 empty] | 0 |  |  |  | -1 | [5 empty] | -1 | -1 | -1 | -1 | -1 | -1 | 0 | -1 | -1 | -1 | -1 | -1 | -1 | -1 | -1 | bar: 3
|  |  |  | CO2 0...5000 ppm | [16 empty] | 0 |  |  |  | -1 | [5 empty] | -1 | -1 | -1 | -1 | -1 | -1 | -1 | 0 | -1 | -1 | -1 | -1 | -1 | -1 | -1 | bar: 3
|  |  |  | CO2 special scale, please specify: | [16 empty] | 0 |  |  |  | -1 | [5 empty] | -1 | -1 | -1 | -1 | -1 | -1 | -1 | -1 | 0 | -1 | -1 | -1 | -1 | -1 | -1 | bar: 3
|  |  |  | RH special scale, please specify: | [16 empty] | 0 |  |  |  | -1 | [5 empty] | -1 | -1 | -1 | -1 | -1 | -1 | -1 | -1 | -1 | 0 | -1 | -1 | -1 | -1 | -1 | bar: 3
|  |  |  | A special scale, please specify: | [16 empty] | 0 |  |  |  | -1 | [5 empty] | -1 | -1 | -1 | -1 | -1 | -1 | -1 | -1 | -1 | -1 | 0 | -1 | -1 | -1 | -1 | bar: 3
|  |  |  | T special scale, please specify: | [16 empty] | 0 |  |  |  | -1 | [5 empty] | -1 | -1 | -1 | -1 | -1 | -1 | -1 | -1 | -1 | -1 | -1 | 0 | -1 | -1 | -1 | bar: 3
|  |  |  | Tw special scale, please specify: | [16 empty] | 0 |  |  |  | -1 | [5 empty] | -1 | -1 | -1 | -1 | -1 | -1 | -1 | -1 | -1 | -1 | -1 | -1 | 0 | -1 | -1 | bar: 3
|  |  |  | X special scale, please specify: | [16 empty] | 0 |  |  |  | -1 | [5 empty] | -1 | -1 | -1 | -1 | -1 | -1 | -1 | -1 | -1 | -1 | -1 | -1 | -1 | 0 | -1 | bar: 3
|  |  |  | dTd special scale, please specify: | [16 empty] | 0 |  |  |  | -1 | [5 empty] | -1 | -1 | -1 | -1 | -1 | -1 | -1 | -1 | -1 | -1 | -1 | -1 | -1 | -1 | 0 | bar: 3
| 4 | Output Parameter for Analog Output 2 |  | Digital communication | [16 empty] | 0 |  | -1 | -1 | [21 empty] | 0 | -1 | -1 | -1 | -1 | -1 | -1 | -1 | -1 | -1 | -1 | -1 | -1 | -1 | -1 | bar: 4
|  |  |  | RH 0...100% | [16 empty] | 0 |  |  |  | -1 | [20 empty] | -1 | 0 | -1 | -1 | -1 | -1 | -1 | -1 | -1 | -1 | -1 | -1 | -1 | -1 | -1 | bar: 4
|  |  |  | Td -20 ... +55 °C (-4 ... +131 °F) | [16 empty] | 0 |  |  |  | -1 | [20 empty] | -1 | -1 | 0 | -1 | -1 | -1 | -1 | -1 | -1 | -1 | -1 | -1 | -1 | -1 | -1 | bar: 4
|  |  |  | X 0...100g/kg (0...700 gr/lb) | [16 empty] | 0 |  |  |  | -1 | [20 empty] | -1 | -1 | -1 | 0 | -1 | -1 | -1 | -1 | -1 | -1 | -1 | -1 | -1 | -1 | -1 | bar: 4
|  |  |  | T - 5 ... +55 °C (+23 ...+131 °F) | [16 empty] | 0 |  |  |  | -1 | [20 empty] | -1 | -1 | -1 | -1 | 0 | -1 | -1 | -1 | -1 | -1 | -1 | -1 | -1 | -1 | -1 | bar: 4
|  |  |  | T -0 ... +60 °C (+32 ...+140 °F) | [16 empty] | 0 |  |  |  | -1 | [20 empty] | -1 | -1 | -1 | -1 | -1 | 0 | -1 | -1 | -1 | -1 | -1 | -1 | -1 | -1 | -1 | bar: 4
|  |  |  | h special scale, please specify: | [16 empty] | 0 |  |  |  | -1 | [20 empty] | -1 | -1 | -1 | -1 | -1 | -1 | 0 | -1 | -1 | -1 | -1 | -1 | -1 | -1 | -1 | bar: 4
|  |  |  | Td special scale, please specify: | [16 empty] | 0 |  |  |  | -1 | [20 empty] | -1 | -1 | -1 | -1 | -1 | -1 | -1 | 0 | -1 | -1 | -1 | -1 | -1 | -1 | -1 | bar: 4
|  |  |  | CO2 special scale, please specify: | [16 empty] | 0 |  |  |  | -1 | [20 empty] | -1 | -1 | -1 | -1 | -1 | -1 | -1 | -1 | 0 | -1 | -1 | -1 | -1 | -1 | -1 | bar: 4
|  |  |  | RH special scale, please specify: | [16 empty] | 0 |  |  |  | -1 | [20 empty] | -1 | -1 | -1 | -1 | -1 | -1 | -1 | -1 | -1 | 0 | -1 | -1 | -1 | -1 | -1 | bar: 4
|  |  |  | A special scale, please specify: | [16 empty] | 0 |  |  |  | -1 | [20 empty] | -1 | -1 | -1 | -1 | -1 | -1 | -1 | -1 | -1 | -1 | 0 | -1 | -1 | -1 | -1 | bar: 4
|  |  |  | T special scale, please specify: | [16 empty] | 0 |  |  |  | -1 | [20 empty] | -1 | -1 | -1 | -1 | -1 | -1 | -1 | -1 | -1 | -1 | -1 | 0 | -1 | -1 | -1 | bar: 4
|  |  |  | Tw special scale, please specify: | [16 empty] | 0 |  |  |  | -1 | [20 empty] | -1 | -1 | -1 | -1 | -1 | -1 | -1 | -1 | -1 | -1 | -1 | -1 | 0 | -1 | -1 | bar: 4
|  |  |  | X special scale, please specify: | [16 empty] | 0 |  |  |  | -1 | [20 empty] | -1 | -1 | -1 | -1 | -1 | -1 | -1 | -1 | -1 | -1 | -1 | -1 | -1 | 0 | -1 | bar: 4
|  |  |  | dTd special scale, please specify: | [16 empty] | 0 |  |  |  | -1 | [20 empty] | -1 | -1 | -1 | -1 | -1 | -1 | -1 | -1 | -1 | -1 | -1 | -1 | -1 | -1 | 0 | bar: 4
| 5 | Output Parameter for Analog Output 3 |  | Digital communication | [16 empty] | 0 |  | -1 | -1 | [36 empty] | 0 | -1 | -1 | -1 | -1 | -1 | -1 | -1 | -1 | -1 | -1 | -1 | -1 | -1 | -1 | bar: 5
|  |  |  | RH 0...100% | [16 empty] | 0 |  |  |  | -1 | [35 empty] | -1 | 0 | -1 | -1 | -1 | -1 | -1 | -1 | -1 | -1 | -1 | -1 | -1 | -1 | -1 | bar: 5
|  |  |  | Td -20 ... +55 °C (-4 ... +131 °F) | [16 empty] | 0 |  |  |  | -1 | [35 empty] | -1 | -1 | 0 | -1 | -1 | -1 | -1 | -1 | -1 | -1 | -1 | -1 | -1 | -1 | -1 | bar: 5
|  |  |  | X 0...100g/kg (0...700 gr/lb) | [16 empty] | 0 |  |  |  | -1 | [35 empty] | -1 | -1 | -1 | 0 | -1 | -1 | -1 | -1 | -1 | -1 | -1 | -1 | -1 | -1 | -1 | bar: 5
|  |  |  | T - 5 ... +55 °C (+23 ...+131 °F) | [16 empty] | 0 |  |  |  | -1 | [35 empty] | -1 | -1 | -1 | -1 | 0 | -1 | -1 | -1 | -1 | -1 | -1 | -1 | -1 | -1 | -1 | bar: 5
|  |  |  | T -0 ... +60 °C (+32 ...+140 °F) | [16 empty] | 0 |  |  |  | -1 | [35 empty] | -1 | -1 | -1 | -1 | -1 | 0 | -1 | -1 | -1 | -1 | -1 | -1 | -1 | -1 | -1 | bar: 5
|  |  |  | h special scale, please specify: | [16 empty] | 0 |  |  |  | -1 | [35 empty] | -1 | -1 | -1 | -1 | -1 | -1 | 0 | -1 | -1 | -1 | -1 | -1 | -1 | -1 | -1 | bar: 5
|  |  |  | Td special scale, please specify: | [16 empty] | 0 |  |  |  | -1 | [35 empty] | -1 | -1 | -1 | -1 | -1 | -1 | -1 | 0 | -1 | -1 | -1 | -1 | -1 | -1 | -1 | bar: 5
|  |  |  | CO2 special scale, please specify: | [16 empty] | 0 |  |  |  | -1 | [35 empty] | -1 | -1 | -1 | -1 | -1 | -1 | -1 | -1 | 0 | -1 | -1 | -1 | -1 | -1 | -1 | bar: 5
|  |  |  | RH special scale, please specify: | [16 empty] | 0 |  |  |  | -1 | [35 empty] | -1 | -1 | -1 | -1 | -1 | -1 | -1 | -1 | -1 | 0 | -1 | -1 | -1 | -1 | -1 | bar: 5
|  |  |  | A special scale, please specify: | [16 empty] | 0 |  |  |  | -1 | [35 empty] | -1 | -1 | -1 | -1 | -1 | -1 | -1 | -1 | -1 | -1 | 0 | -1 | -1 | -1 | -1 | bar: 5
|  |  |  | T special scale, please specify: | [16 empty] | 0 |  |  |  | -1 | [35 empty] | -1 | -1 | -1 | -1 | -1 | -1 | -1 | -1 | -1 | -1 | -1 | 0 | -1 | -1 | -1 | bar: 5
|  |  |  | Tw special scale, please specify: | [16 empty] | 0 |  |  |  | -1 | [35 empty] | -1 | -1 | -1 | -1 | -1 | -1 | -1 | -1 | -1 | -1 | -1 | -1 | 0 | -1 | -1 | bar: 5
|  |  |  | X special scale, please specify: | [16 empty] | 0 |  |  |  | -1 | [35 empty] | -1 | -1 | -1 | -1 | -1 | -1 | -1 | -1 | -1 | -1 | -1 | -1 | -1 | 0 | -1 | bar: 5
|  |  |  | dTd special scale, please specify: | [16 empty] | 0 |  |  |  | -1 | [35 empty] | -1 | -1 | -1 | -1 | -1 | -1 | -1 | -1 | -1 | -1 | -1 | -1 | -1 | -1 | 0 | bar: 5
hardware | 6 | Display and Colour |  | Solid Cover White RAL9003 (hidden display) | DRW237354SP |  | 6: 0 |  |  | 0 | [54 empty] | 0 | -1 | -1 | -1 | -1 | -1 | -1
|  |  |  | Display Cover White RAL9003 (visible display) | DRW237339SP | [15 empty] | 0 | [54 empty] | -1 | 0 | -1 | -1 | -1 | -1 | -1 | bar: 6
|  |  | • | Solid Cover Black RAL9005 (hidden display) |  |  | 6: 2 | 19 | 19 | 0 | [54 empty] | -1 | -1 | 0 | -1 | -1 | -1 | -1
|  |  | • | Display Cover Black RAL9005 (visible display) |  |  | 6: 3 | 19 | 19 | 0 | [54 empty] | -1 | -1 | -1 | 0 | -1 | -1 | -1
|  |  | • | Solid Cover White RAL9003, no logo (hidden display) |  |  | 6: 8 | 19 | 19 | 0 | [54 empty] | -1 | -1 | -1 | -1 | 0 | -1 | -1
|  |  | • | Display Cover White RAL9003, no logo (visible display) |  |  | 6: 9 | 19 | 19 | 0 | [54 empty] | -1 | -1 | -1 | -1 | -1 | 0 | -1
|  |  | • | Display and CO2 Indicator White RAL9003 (visible display and LED indicators) | [14 empty] | 19 | 19 | 0 | [54 empty] | -1 | -1 | -1 | -1 | -1 | -1 | 0 | bar: 1 to 6
settings | 7 | Units |  | Metric units | [16 empty] | 0 | [61 empty] | 0 | -1 | bar: 7
|  |  |  | Non metric units | [16 empty] | 0 | [61 empty] | -1 | 0 | bar: 7
| 8 | Display Configuration |  | T, RH, CO2 | [16 empty] | 0 | [63 empty] | 0 | -1 | -1 | -1 | -1 | -1 | -1 | bar: 8
|  |  |  | T, h, CO2 | [16 empty] | 0 | [63 empty] | -1 | 0 | -1 | -1 | -1 | -1 | -1 | bar: 8
|  |  |  | T, Td, CO2 | [16 empty] | 0 | [63 empty] | -1 | -1 | 0 | -1 | -1 | -1 | -1 | bar: 8
|  |  |  | T, A, CO2 | [16 empty] | 0 | [63 empty] | -1 | -1 | -1 | 0 | -1 | -1 | -1 | bar: 8
|  |  |  | T, Tw, CO2 | [16 empty] | 0 | [63 empty] | -1 | -1 | -1 | -1 | 0 | -1 | -1 | bar: 8
|  |  |  | T, X, CO2 | [16 empty] | 0 | [63 empty] | -1 | -1 | -1 | -1 | -1 | 0 | -1 | bar: 8
|  |  |  | T, dTd, CO2 | [16 empty] | 0 | [63 empty] | -1 | -1 | -1 | -1 | -1 | -1 | 0 | bar: 8
| 9 | Elevation Setting |  | Standard sea level |  |  | 9: 0 |  |  | 0 | [70 empty] | 0 | -1
|  |  |  | Special, please specify (m): | [16 empty] | 0 | [70 empty] | -1 | 0 | bar: 9
| 10 | CO2 Indicator Levels |  | None |  |  | 10: 0 |  |  | 0 | [72 empty] | 0 | -1 | -1
|  |  |  | Yellow 800 ppm, red 1200 ppm | [16 empty] | 0 | [72 empty] | -1 | 0 | -1 | bar: 10
|  |  |  | Special, please specify (yellow/red ppm): | [16 empty] | 0 | [72 empty] | -1 | -1 | 0 | bar: 10
hardware | 11 | Identity |  | With adjustment trimmers | [16 empty] | 0 | [75 empty] | 0 | bar: 1 to 5; 7 to 11
accessory | 12 | Quick Reference Quide |  | No User's Guide |  |  | 12: 0 |  |  | 0 | [76 empty] | 0 | -1 | -1
|  |  | • | Multilingual Quick Guide for Analog HMW90/GMW90 Series Devices | [14 empty] | 19 | 19 | 0 |  |  |  | -1 | [72 empty] | -1 | 0 | -1 | bar: 12
|  |  | • | Multilingual Quick Guide for Digital HMW90/GMW90 Series Devices |  |  | 12: 2 | 19 | 19 | 0 |  | -1 | -1 | [73 empty] | -1 | -1 | 0
[6 empty] | GMW90R | [12 empty] | 703 | 703 | 0
| Note: |  | Selections in bold are included in the prices of the basic versions.
|  | • | Selections in italic are available at an extra price.
| Links: |  | User guide
Datasheet
Technical drawing
Vaisala.com product page
Services (online store)
| accessory |  |  |  | item code
| USB Service Cable M8-4F, RS485 |  |  |  | 219690 | [13 empty] | 162 | 162
| Decorative cover set XMW90 family 10pcs |  |  |  | 236285 | [13 empty] | 205 | 205
| M12 - M8 service cable 1.5 m (4.9 ft) |  |  |  | 262195SP | [13 empty] | 133 | 133
| Sliding cover HMW90 Spare Parts |  |  |  | DRW237339SP | [13 empty] | 42 | 42
| Sliding cover, blank HMW90 Spare Parts |  |  |  | DRW237354SP | [13 empty] | 42 | 42
| Digital CO2 module |  |  |  | GM10SP | [13 empty] | 330 | 330
| Humidity and Temperature Replacement Module for HMW90 series, NIST cert |  |  |  | HTM10SP | [13 empty] | 306 | 306
3
4
5
0
2
3
4
5
A
B
C
D
H
K
L
M
N
R
S
T
W
X
Y
A
B
C
D
E
F
H
K
N
R
S
T
W
X
Y
A
B
C
D
E
F
H
K
N
R
S
T
W
X
Y
0
1
2
3
8
9
A
A
B
A
H
K
S
W
X
Y
0
X
0
1
X
A
0
1
2

## GMW90
[20 empty] | Select grey column and press delete to clear selections => |  |  | TRUE
TRUE
|  |  |  | Price valid from: 2025-04-23 |  | Back to Index | [16 empty] | FALSE
GMW90
| Room CO2 and Temperature Transmitter | [17 empty] | 0%
[5 empty] | Sparepart | Not valid Configuration | 1 | 2 | 3 | 4 | 5 | 6 | 7 | 8 | 9 | 10 | 11 | List Price (CAD) | Discounted
|  | Room CO2 and Temperature Transmitter |  |  |  | GMW90 | [11 empty] | 612 | 612 | Status | Selected | 0 | 0 | 0 | 0 | 0 | 0 | 0 | 0 | 0 | 0 | 0 | 0 | 0 | 0 | 0 | 0 | 0 | 0 | 0 | 0 | 0 | 0 | 0 | 0 | 0 | 0 | 0 | 0 | 0 | 0 | 0 | 0 | 0 | 0 | 0 | 0 | 0 | 0
hardware | 1 | Output |  | 3-wire voltage output |  |  | 1: 3 |  |  | 0 |  | 0 | -1 | -1
|  |  |  | 3-wire current output |  |  | 1: 4 |  |  | 0 |  | -1 | 0 | -1
|  |  |  | RS485 digital communication |  |  | 1: 5 |  |  | 0 |  | -1 | -1 | 0
| 2 | Output Signal |  | Digital communication |  |  | 2: 0 |  |  | 0 |  | -1 | -1 |  | 0 | -1 | -1 | -1 | -1
|  |  |  | 0...10 V 3-wire |  |  | 2: 2 |  |  | 0 |  |  | -1 | -1 | -1 | 0 | -1 | -1 | -1
|  |  |  | 0...5 V 3-wire |  |  | 2: 3 |  |  | 0 |  |  | -1 | -1 | -1 | -1 | 0 | -1 | -1
|  |  |  | 4...20 mA 3-wire |  |  | 2: 4 |  |  | 0 |  | -1 |  | -1 | -1 | -1 | -1 | 0 | -1
|  |  |  | 0...20 mA 3-wire |  |  | 2: 5 |  |  | 0 |  | -1 |  | -1 | -1 | -1 | -1 | -1 | 0
settings | 3 | Output Parameter for CH1 |  | Digital communication |  |  | 3: 0 |  |  | 0 |  | -1 | -1 | [6 empty] | 0 | -1 | -1 | -1 | -1
|  |  |  | CO2 0...2000 ppm | [15 empty] | 0 |  |  |  | -1 | [5 empty] | -1 | 0 | -1 | -1 | -1 | bar: 3 to 11
|  |  |  | CO2 0...5000 ppm | [15 empty] | 0 |  |  |  | -1 | [5 empty] | -1 | -1 | 0 | -1 | -1 | bar: 1 to 11
|  |  |  | CO2 special scale, please specify: | [15 empty] | 0 | [9 empty] | -1 | -1 | -1 | 0 | -1 | bar: 3 to 11
|  |  |  | T special scale, please specify: | [15 empty] | 0 |  |  |  | -1 | [5 empty] | -1 | -1 | -1 | -1 | 0 | bar: 1 to 11
| 4 | Output Parameter for CH2 |  | Digital communication |  |  | 4: 0 |  |  | 0 |  | -1 | -1 | [11 empty] | 0 | -1 | -1 | -1 | -1
|  |  |  | T - 5 ... +55 °C (+23 ...+131 °F) | [15 empty] | 0 |  |  |  | -1 | [10 empty] | -1 | 0 | -1 | -1 | -1 | bar: 4 to 11
|  |  |  | T -0 ... +60 °C (+32 ...+140 °F) | [15 empty] | 0 |  |  |  | -1 | [10 empty] | -1 | -1 | 0 | -1 | -1 | bar: 1 to 11
|  |  |  | CO2 special scale, please specify: | [15 empty] | 0 |  |  |  | -1 | [10 empty] | -1 | -1 | -1 | 0 | -1 | bar: 4 to 11
|  |  |  | T special scale, please specify: | [15 empty] | 0 |  |  |  | -1 | [10 empty] | -1 | -1 | -1 | -1 | 0 | bar: 1 to 11
hardware | 5 | Display and Colour |  | Solid Cover White RAL9003 (hidden display) | DRW237354SP |  | 5: 0 |  |  | 0 | [19 empty] | 0 | -1 | -1 | -1 | -1 | -1 | -1
|  |  |  | Display Cover White RAL9003 (visible display) | DRW237354SP | [14 empty] | 0 | [19 empty] | -1 | 0 | -1 | -1 | -1 | -1 | -1 | bar: 5 to 11
|  |  | • | Solid Cover Black RAL9005 (hidden display) |  |  | 5: 2 | 19 | 19 | 0 | [19 empty] | -1 | -1 | 0 | -1 | -1 | -1 | -1
|  |  | • | Display Cover Black RAL9005 (visible display) |  |  | 5: 3 | 19 | 19 | 0 | [19 empty] | -1 | -1 | -1 | 0 | -1 | -1 | -1
|  |  | • | Solid Cover White RAL9003, no logo (hidden display) |  |  | 5: 8 | 19 | 19 | 0 | [19 empty] | -1 | -1 | -1 | -1 | 0 | -1 | -1
|  |  | • | Display Cover White RAL9003, no logo (visible display) |  |  | 5: 9 | 19 | 19 | 0 | [19 empty] | -1 | -1 | -1 | -1 | -1 | 0 | -1
|  |  | • | Display and CO2 Indicator White RAL9003 (visible display and LED indicators) | [13 empty] | 19 | 19 | 0 | [19 empty] | -1 | -1 | -1 | -1 | -1 | -1 | 0 | bar: 1 to 11
settings | 6 | Units |  | Metric units | [15 empty] | 0 | [26 empty] | 0 | -1 | bar: 1 to 11
|  |  |  | Non metric units | [15 empty] | 0 | [26 empty] | -1 | 0 | bar: 6 to 11
| 7 | Display Configuration |  | T, CO2 | [15 empty] | 0 | [28 empty] | 0 | -1 | bar: 1 to 11
|  |  |  | CO2 | [15 empty] | 0 | [28 empty] | -1 | 0 | bar: 7 to 11
| 8 | Elevation Setting |  | Standard sea level |  |  | 8: 0 |  |  | 0 | [30 empty] | 0 | -1
|  |  |  | Special, please specify (m): | [15 empty] | 0 | [30 empty] | -1 | 0 | bar: 8 to 11
| 9 | CO2 Indicator Levels |  | None |  |  | 9: 0 |  |  | 0 | [32 empty] | 0 | -1 | -1
|  |  |  | Yellow 800 ppm, red 1200 ppm | [15 empty] | 0 | [32 empty] | -1 | 0 | -1 | bar: 9 to 11
|  |  |  | Special, please specify (yellow/red ppm): | [15 empty] | 0 | [32 empty] | -1 | -1 | 0 | bar: 1 to 11
hardware | 10 | Identity |  | Vaisala identity, with adjustment trimmers | [15 empty] | 0 | [35 empty] | 0 | bar: 1 to 11
accessory | 11 | Quick Reference Quide |  | No User's Guide |  |  | 11: 0 |  |  | 0 | [36 empty] | 0 | -1
|  |  | • | Multilingual Quick Guide for Analog HMW90/GMW90 Series Devices | [13 empty] | 19 | 19 | 0 |  |  |  | -1 | [32 empty] | -1 | 0 | bar: 11
| x | Quick Reference Quide | • | Multilingual Quick Guide for Digital HMW90/GMW90 Series Devices | [13 empty] | 19 | 19 | 0 |  | -1 | -1
[6 empty] | GMW90 | [11 empty] | 612 | 612 | 0
| Note: |  | Selections in bold are included in the prices of the basic versions.
|  | • | Selections in italic are available at an extra price.
| Links: |  | User guide
Datasheet
Technical drawing
Vaisala.com product page
Services (online store)
| accessory |  |  |  | item code
| USB Service Cable M8-4F, RS485 |  |  |  | 219690 | [12 empty] | 162 | 162
| MI70 Connection Cable with M8-4F Connector |  |  |  | 219980SP | [12 empty] | 232 | 232
| Decorative cover set XMW90 family 10pcs |  |  |  | 236285 | [12 empty] | 205 | 205
| M12 - M8 service cable 1.5 m (4.9 ft) |  |  |  | 262195SP | [12 empty] | 133 | 133
| Sliding cover HMW90 Spare Parts |  |  |  | DRW237339SP | [12 empty] | 42 | 42
| Sliding cover, blank HMW90 Spare Parts |  |  |  | DRW237354SP | [12 empty] | 42 | 42
| Digital CO2 module |  |  |  | GM10SP | [12 empty] | 330 | 330
| Digital Temp. Replacement Module with NIST Calibration Certificate |  |  |  | TM10SP | [12 empty] | 103 | 103
3
4
5
0
2
3
4
5
0
L
M
N
T
0
E
F
N
T
0
1
2
3
8
9
A
A
B
A
C
0
X
0
1
X
A
0
1

## GMD110
[16 empty] | Select grey column and press delete to clear selections => |  |  | TRUE
TRUE
|  |  |  | Price valid from: 2025-04-23 |  | Back to Index | [12 empty] | FALSE
GMD110
| CO2 Transmitter Duct Model | [13 empty] | 0%
[5 empty] | Sparepart | Not valid Configuration | 1 | 2 | 3 | 4 | 5 | 6 | 7 | List Price (CAD) | Discounted
|  | CO2 Transmitter Duct Model |  |  |  | GMD110 | 1: A; 5: V; 6: N; 7: N | 849 | 849 | Status | Selected | TRUE | 0 | 0 | 0 | 0 | 0 | 0 | 0 | 0 | 0 | 0 | TRUE | TRUE | TRUE
settings | 1 | Reserved |  | No Option | [11 empty] | 0 | TRUE | 0 | bar: 1 to 7
| 2 | Output Signal |  | 4...20 mA (3-wire) Analog Output | [11 empty] | 0 |  |  | 0 | -1 | -1 | -1 | bar: 1 to 7
|  |  |  | 0...5V Analog Output | [11 empty] | 0 |  |  | -1 | 0 | -1 | -1 | bar: 2 to 7
|  |  |  | 0...10V Analog Output | [11 empty] | 0 |  |  | -1 | -1 | 0 | -1 | bar: 1 to 7
|  |  |  | Modbus RTU, RS‑485 | [11 empty] | 0 |  |  | -1 | -1 | -1 | 0 | bar: 2 to 7
| 3 | Scaling of analog outputs |  | CO2 0 ... 2000 ppm | [11 empty] | 0 | [6 empty] | 0 | -1 | -1 | -1 | bar: 1 to 7
|  |  |  | CO2 0 ... 5000 ppm |  |  | 3: 2 |  |  | 0 | [6 empty] | -1 | 0 | -1 | -1
|  |  |  | CO2 0 ... 10000 ppm |  |  | 3: 3 |  |  | 0 | [6 empty] | -1 | -1 | 0 | -1
|  |  |  | No Scaling, Option For Modbus | [11 empty] | 0 | [6 empty] | -1 | -1 | -1 | 0 | bar: 3 to 7
| 4 | Accessories | • | Mounting Flange | 243261SP | [8 empty] | 88 | 88 | 0 | [10 empty] | 0 | -1 | bar: 1 to 7
|  |  |  | No Accessories | [11 empty] | 0 | [10 empty] | -1 | 0 | bar: 4 to 7
hardware | 5 | Identity |  | Vaisala | [11 empty] | 0 | TRUE | [11 empty] | 0 | bar: 1 to 7
| 6 | Reserved Display |  | No Option | [11 empty] | 0 | TRUE | [12 empty] | 0 | bar: 1 to 7
| 7 | Reserved Other |  | No Option | [11 empty] | 0 | TRUE | [13 empty] | 0 | bar: 1 to 7
[6 empty] | GMD110 | 1: AVNN | 849 | 849 | 0
| Note: |  | Selections in bold are included in the prices of the basic versions.
|  | • | Selections in italic are available at an extra price.
| Links: |  | User guide
Datasheet
Technical drawing
Vaisala.com product page
Services (online store)
| accessory |  |  |  | item code
| Conduit Fitting + O-Rin M16x1.5 / PG9, RE-MS |  |  |  | 210674SP | [8 empty] | 42 | 42
| Conduit fitting + O‑ring (M16×1.5 / NPT1/2") |  |  |  | 210675SP | [8 empty] | 42 | 42
| MI70 Connection Cable with M8-4F Connector |  |  |  | 219980SP | [8 empty] | 232 | 232
| Probe Mounting Flange |  |  |  | 243261SP | [8 empty] | 113 | 113
| M12 - M8 service cable 1.5 m (4.9 ft) |  |  |  | 262195SP | [8 empty] | 133 | 133
| Porous Sintered PTFE Filter, Extra Protection |  |  |  | DRW244221SP | [8 empty] | 101 | 101
| Calibration Adapter |  |  |  | DRW244827SP | [8 empty] | 184 | 184
| Indigo-compatible USB Adapter |  |  |  | USB2 | [8 empty] | 157 | 157
A
A
B
C
M
1
2
3
N
1
N
V
N
N

## DMPX
[20 empty] | Select grey column and press delete to clear selections => |  |  | TRUE
TRUE
|  |  |  | Price valid from: 2025-04-23 |  | Back to Index | [16 empty] | FALSE
1 AND 2 AND 3
DMPX
| Dew Point and Temperature Probe | [17 empty] | 0%
[5 empty] | Sparepart | Not valid Configuration | 1 | 2 | 3 | 4 | 5 | 6 | 7 | 8 | 9 | 10 | 11 | List Price (CAD) | Discounted
|  | Dew Point and Temperature Probe |  |  |  | DMPX | [11 empty] | 0 | 0 | Status | Selected | 0 | 0 | 0 | 0 | 0 | 0 | 0 | 0 | 0 | 0 | 0 | 0 | 0 | 0 | 0 | 0 | 0 | 0 | 0 | 0 | 0 | 0 | 0 | 0 | 0 | 0 | 0 | 0 | 0 | 0 | 0 | 0 | 0 | 0 | 0 | 0 | 0 | 0 | 0 | 0 | 0 | 0 | 0 | 0 | 0 | 0 | 0 | 0 | 0 | 0 | 0 | 0 | 0 | 0 | 0 | 0 | 0 | 0 | 0 | 0 | 0 | 0 | 0 | 0 | 0 | bar: 1 to 8
hardware | 1 | Probe Head and Cable | • | DMP5 for measurement up to 180 °C |  |  | 1: 5 | 4804 | 4804 | 0 |  | 0 | -1 | -1 | -1
|  |  | • | DMP6 for measurement up to 350 °C |  |  | 1: 6 | 4604 | 4604 | 0 |  | -1 | 0 | -1 | -1
|  |  | • | DMP7 for Swagelok installation |  |  | 1: 7 | 3804 | 3804 | 0 |  | -1 | -1 | 0 | -1
|  |  | • | DMP8 for pressurized pipelines |  |  | 1: 8 | 4203 | 4203 | 0 |  | -1 | -1 | -1 | 0
| 2 | Cable Length |  | DMP5 with 2m cable | [15 empty] | 0 |  |  | -1 | -1 | -1 | 0 | -1 | -1 | -1 | -1 | -1 | -1 | -1 | bar: 1 to 8
|  |  | • | DMP5 with 10m cable | [13 empty] | 681 | 681 | 0 |  |  | -1 | -1 | -1 | -1 | 0 | -1 | -1 | -1 | -1 | -1 | -1 | bar: 2 to 8
|  |  |  | DMP6 with 2m cable | [15 empty] | 0 |  | -1 |  | -1 | -1 | -1 | -1 | 0 | -1 | -1 | -1 | -1 | -1 | bar: 1 to 8
|  |  |  | DMP7 with 2m cable | [15 empty] | 0 |  | -1 | -1 |  | -1 | -1 | -1 | -1 | 0 | -1 | -1 | -1 | -1 | bar: 2 to 8
|  |  | • | DMP7 with 10m cable | [13 empty] | 681 | 681 | 0 |  | -1 | -1 |  | -1 | -1 | -1 | -1 | -1 | 0 | -1 | -1 | -1 | bar: 1 to 8
|  |  |  | DMP8 with 2m cable | [15 empty] | 0 |  | -1 | -1 | -1 |  | -1 | -1 | -1 | -1 | -1 | 0 | -1 | -1 | bar: 2 to 8
|  |  | • | DMP6 with 10m cable | [13 empty] | 681 | 681 | 0 |  | -1 |  | -1 | -1 | -1 | -1 | -1 | -1 | -1 | -1 | 0 | -1 | bar: 1 to 8
|  |  |  | DMP7 with 0.15m cable | [15 empty] | 0 |  | -1 | -1 |  | -1 | -1 | -1 | -1 | -1 | -1 | -1 | -1 | 0 | bar: 2 to 8
| 3 | Sensor Type |  | DrycapS sensor | [15 empty] | 0 | [13 empty] | 0 | -1 | bar: 1 to 8
|  |  |  | DMP7/8: Standard sensor |  |  | 3: 2 |  |  | 0 |  | -1 | -1 |  |  | -1 | -1 | -1 |  |  |  | -1 |  | -1 | 0
| 4 | Filter Type |  | DMP5/7/8: Sintered SST Filter | [15 empty] | 0 |  |  | -1 |  |  |  |  | -1 |  |  |  | -1 |  |  |  | 0 | -1 | -1 | bar: 1 to 8
|  |  |  | DMP7/8: SST Filter for Vacuum | [15 empty] | 0 |  | -1 | -1 |  |  | -1 | -1 | -1 |  |  |  | -1 |  |  |  | -1 | 0 | -1 | bar: 4 to 8
|  |  |  | Grid filter for DMP6 | [15 empty] | 0 |  | -1 |  | -1 | -1 | -1 | -1 |  | -1 | -1 | -1 |  | -1 |  |  | -1 | -1 | 0 | bar: 1 to 8
settings | 5 | Operating Pressure |  | 1 bar (absolute) |  |  | 5: 0 |  |  | 0 | [18 empty] | 0 | -1 | -1 | -1 | -1 | -1
|  |  |  | 3 bar (absolute) | [15 empty] | 0 |  | -1 | -1 |  |  | -1 | -1 | -1 |  |  |  | -1 | [6 empty] | -1 | 0 | -1 | -1 | -1 | -1 | bar: 5 to 8
|  |  |  | 5 bar (absolute) |  |  | 5: 2 |  |  | 0 |  | -1 | -1 |  |  | -1 | -1 | -1 |  |  |  | -1 | [6 empty] | -1 | -1 | 0 | -1 | -1 | -1
|  |  |  | 7 bar (absolute) |  |  | 5: 3 |  |  | 0 |  | -1 | -1 |  |  | -1 | -1 | -1 |  |  |  | -1 | [6 empty] | -1 | -1 | -1 | 0 | -1 | -1
|  |  |  | 9 bar (absolute) |  |  | 5: 4 |  |  | 0 |  | -1 | -1 |  |  | -1 | -1 | -1 |  |  |  | -1 | [6 empty] | -1 | -1 | -1 | -1 | 0 | -1
|  |  | • | Custom pressure (absolute, 0.1 … 40 bar), please specify: |  |  | 5: 5 | 53 | 53 | 0 |  | -1 | -1 | [15 empty] | -1 | -1 | -1 | -1 | -1 | 0
| 6 | Baud Rate |  | Baud rate 19200 | [15 empty] | 0 | [24 empty] | 0 | -1 | bar: 1 to 8
|  |  |  | Baud rate 9600 | [15 empty] | 0 | [24 empty] | -1 | 0 | bar: 6 to 8
| 7 | Parity, Data Bit, Stop Bit |  | 8, N, 2 |  |  | 7: 0 |  |  | 0 | [26 empty] | 0 | -1 | -1 | -1 | -1 | -1
|  |  |  | 8, N, 1 | [15 empty] | 0 | [26 empty] | -1 | 0 | -1 | -1 | -1 | -1 | bar: 7 to 8
|  |  |  | 8, E, 1 |  |  | 7: 2 |  |  | 0 | [26 empty] | -1 | -1 | 0 | -1 | -1 | -1
|  |  |  | 8, E, 2 |  |  | 7: 3 |  |  | 0 | [26 empty] | -1 | -1 | -1 | 0 | -1 | -1
|  |  |  | 8, O, 1 |  |  | 7: 4 |  |  | 0 | [26 empty] | -1 | -1 | -1 | -1 | 0 | -1
|  |  |  | 8, O, 2 |  |  | 7: 5 |  |  | 0 | [26 empty] | -1 | -1 | -1 | -1 | -1 | 0
| 8 | Probe Modbus Address |  | 240 | [15 empty] | 0 | [32 empty] | 0 | -1 | -1 | -1 | -1 | -1 | -1 | -1 | -1 | -1 | bar: 1 to 8
|  |  |  | 110 | [15 empty] | 0 | [32 empty] | -1 | 0 | -1 | -1 | -1 | -1 | -1 | -1 | -1 | -1 | bar: 8
|  |  |  | 120 | [15 empty] | 0 | [32 empty] | -1 | -1 | 0 | -1 | -1 | -1 | -1 | -1 | -1 | -1 | bar: 1 to 8
|  |  |  | 130 | [15 empty] | 0 | [32 empty] | -1 | -1 | -1 | 0 | -1 | -1 | -1 | -1 | -1 | -1 | bar: 8
|  |  |  | 140 | [15 empty] | 0 | [32 empty] | -1 | -1 | -1 | -1 | 0 | -1 | -1 | -1 | -1 | -1 | bar: 1 to 8
|  |  |  | 150 | [15 empty] | 0 | [32 empty] | -1 | -1 | -1 | -1 | -1 | 0 | -1 | -1 | -1 | -1 | bar: 8
|  |  |  | 160 | [15 empty] | 0 | [32 empty] | -1 | -1 | -1 | -1 | -1 | -1 | 0 | -1 | -1 | -1 | bar: 1 to 8
|  |  |  | 170 | [15 empty] | 0 | [32 empty] | -1 | -1 | -1 | -1 | -1 | -1 | -1 | 0 | -1 | -1 | bar: 8
|  |  |  | 180 | [15 empty] | 0 | [32 empty] | -1 | -1 | -1 | -1 | -1 | -1 | -1 | -1 | 0 | -1 | bar: 1 to 8
|  |  |  | 190 | [15 empty] | 0 | [32 empty] | -1 | -1 | -1 | -1 | -1 | -1 | -1 | -1 | -1 | 0 | bar: 8
| 9 | Custom |  | English calibration certificate |  |  | 9: 0 |  |  | 0 | [42 empty] | 0 | -1 | -1 | -1 | -1
|  |  | • | English calibration certificate, custom text to probe body | [13 empty] | 53 | 53 | 0 | [42 empty] | -1 | 0 | -1 | -1 | -1 | bar: 9
|  |  | • | Japanese calibration certificate and Traceability chart |  |  | 9: 2 | 659 | 659 | 0 | [42 empty] | -1 | -1 | 0 | -1 | -1
|  |  | • | Japanese calibration certificate, custom text to probe body |  |  | 9: 3 | 711 | 711 | 0 | [42 empty] | -1 | -1 | -1 | 0 | -1
|  |  |  | English calibration certificate, no calibration reminder | [15 empty] | 0 | [42 empty] | -1 | -1 | -1 | -1 | 0 | bar: 1 to 9
accessory | 10 | Probe Mounting Accessory |  | No accessories |  |  | 10: 0 |  |  | 0 | [47 empty] | 0 | -1 | -1 | -1 | -1 | -1 | -1 | -1 | -1 | -1 | -1 | -1 | -1 | -1
|  |  | • | Flange for DMP5 | 210696 | [12 empty] | 121 | 121 | 0 |  |  | -1 | -1 | -1 |  |  | -1 | -1 | -1 | -1 | -1 | -1 |  |  |  |  | -1 | [29 empty] | -1 | 0 | -1 | -1 | -1 | -1 | -1 | -1 | -1 | -1 | -1 | -1 | -1 | -1 | bar: 10
|  |  | • | Cooling set for DMP6 | DMP246CS | [12 empty] | 3003 | 3003 | 0 |  | -1 |  | -1 | -1 | -1 | -1 |  | -1 | -1 | -1 |  | -1 | [34 empty] | -1 | -1 | 0 | -1 | -1 | -1 | -1 | -1 | -1 | -1 | -1 | -1 | -1 | -1 | bar: 1 to 10
|  |  | • | DMP7: Swagelok ISO 3/8" | SWG12ISO38 | [12 empty] | 101 | 101 | 0 |  | -1 | -1 |  | -1 | -1 | -1 | -1 |  |  | -1 | -1 | [5 empty] | -1 | [29 empty] | -1 | -1 | -1 | 0 | -1 | -1 | -1 | -1 | -1 | -1 | -1 | -1 | -1 | -1 | bar: 10
|  |  | • | DMP7: Swagelok NPT 1/2" | SWG12NPT12 | [12 empty] | 101 | 101 | 0 |  | -1 | -1 |  | -1 | -1 | -1 | -1 |  |  | -1 | -1 | [5 empty] | -1 | [29 empty] | -1 | -1 | -1 | -1 | 0 | -1 | -1 | -1 | -1 | -1 | -1 | -1 | -1 | -1 | bar: 1 to 10
|  |  | • | DMP7: Swagelok ISO 1/2" | SWG12ISO12 | [12 empty] | 140 | 140 | 0 |  | -1 | -1 |  | -1 | -1 | -1 | -1 |  |  | -1 | -1 | [5 empty] | -1 | [29 empty] | -1 | -1 | -1 | -1 | -1 | 0 | -1 | -1 | -1 | -1 | -1 | -1 | -1 | -1 | bar: 10
|  |  |  | DMP8: Fitting body ISO 1/2" With leak screw | ISOFITBODASP | [14 empty] | 0 |  | -1 | -1 | -1 |  | -1 | -1 | -1 | -1 | -1 |  | -1 | -1 |  |  |  |  | -1 | [29 empty] | -1 | -1 | -1 | -1 | -1 | -1 | 0 | -1 | -1 | -1 | -1 | -1 | -1 | -1 | bar: 1 to 10
|  |  |  | DMP8: Fitting body ISO 1/2" No leak screw | DRW212076SP | [14 empty] | 0 |  | -1 | -1 | -1 |  | -1 | -1 | -1 | -1 | -1 |  | -1 | -1 |  |  |  |  | -1 | [29 empty] | -1 | -1 | -1 | -1 | -1 | -1 | -1 | 0 | -1 | -1 | -1 | -1 | -1 | -1 | bar: 10
|  |  |  | DMP8: Fitting Body NPT 1/2" No leak screw | 212810SP | [14 empty] | 0 |  | -1 | -1 | -1 |  | -1 | -1 | -1 | -1 | -1 |  | -1 | -1 |  |  |  |  | -1 | [29 empty] | -1 | -1 | -1 | -1 | -1 | -1 | -1 | -1 | 0 | -1 | -1 | -1 | -1 | -1 | bar: 1 to 10
|  |  | • | DMP8: Two fitting bodies ISO 1/2" and NPT 1/2" | [13 empty] | 101 | 101 | 0 |  | -1 | -1 | -1 |  | -1 | -1 | -1 | -1 | -1 |  | -1 | -1 |  |  |  |  | -1 | [29 empty] | -1 | -1 | -1 | -1 | -1 | -1 | -1 | -1 | -1 | 0 | -1 | -1 | -1 | -1 | bar: 10
|  |  | • | DMP8: Sampling Cell and Fitting Body ISO 1/2" (No Leak Screw) | [13 empty] | 140 | 140 | 0 |  | -1 | -1 | -1 |  | -1 | -1 | -1 | -1 | -1 |  | -1 | -1 |  |  |  |  | -1 | [29 empty] | -1 | -1 | -1 | -1 | -1 | -1 | -1 | -1 | -1 | -1 | 0 | -1 | -1 | -1 | bar: 1 to 10
|  |  | • | DMP8: Sampling Cell with Swagelok and Fitting Body ISO 1/2" (No Leak Screw) | [13 empty] | 221 | 221 | 0 |  | -1 | -1 | -1 |  | -1 | -1 | -1 | -1 | -1 |  | -1 | -1 |  |  |  |  | -1 | [29 empty] | -1 | -1 | -1 | -1 | -1 | -1 | -1 | -1 | -1 | -1 | -1 | 0 | -1 | -1 | bar: 10
|  |  | • | DMP8: Ball Valve Set | [13 empty] | 199 | 199 | 0 |  | -1 | -1 | -1 |  | -1 | -1 | -1 | -1 | -1 |  | -1 | -1 |  |  |  |  | -1 | [29 empty] | -1 | -1 | -1 | -1 | -1 | -1 | -1 | -1 | -1 | -1 | -1 | -1 | 0 | -1 | bar: 1 to 10
|  |  | • | DMP8: Duct flange | [13 empty] | 121 | 121 | 0 |  | -1 | -1 | -1 |  | -1 | -1 | -1 | -1 | -1 |  | -1 | -1 |  |  |  |  | -1 | [29 empty] | -1 | -1 | -1 | -1 | -1 | -1 | -1 | -1 | -1 | -1 | -1 | -1 | -1 | 0 | bar: 10
| 11 | Connection Cable |  | No Connection Cable |  |  | 11: 0 |  |  | 0 | [61 empty] | 0 | -1 | -1 | -1
|  |  | • | 1.5m Connection Cable with Open Ends | 223263SP | [12 empty] | 59 | 59 | 0 | [61 empty] | -1 | 0 | -1 | -1 | bar: 11
|  |  | • | 10m Connection Cable with Open Ends |  |  | 11: 2 | 140 | 140 | 0 | [61 empty] | -1 | -1 | 0 | -1
|  |  | • | 0.3m connection cable with open wires | CBL210896-03MSP |  | 11: 3 | 59 | 59 | 0 | [61 empty] | -1 | -1 | -1 | 0
[6 empty] | DMPX | [11 empty] | 0 | 0 | 0
| Note: |  | Selections in bold are included in the prices of the basic versions.
|  | • | Selections in italic are available at an extra price.
| Links: |  | User guide
Datasheet
Technical drawing
Services (online store)
| accessory |  |  |  | item code
| Mounting Flange for 13.5mm Diameter Probe |  |  |  | 210696 | [12 empty] | 153 | 153
| Fitting Body Npt1/2 Solid Structure |  |  |  | 212810SP | [12 empty] | 108 | 108
| Connection Cable, M12-5F - Open Wires, 1.5 m |  |  |  | 223263SP | [12 empty] | 71 | 71
| Connection Cable, M12-5F 90° - Open Wires, 0.6 m |  |  |  | 244669SP | [12 empty] | 71 | 71
| Connection Cable M12-5F - Open Wires, Hygienic Design, 1.5m |  |  |  | 254294SP | [12 empty] | 66 | 66
| Connection Cable M12-5F - Open Wires, Hygienic Design, 3m |  |  |  | 254295SP | [12 empty] | 83 | 83
| Connection Cable M12-5F - Open Wires, Hygienic Design, 5m |  |  |  | 254296SP | [12 empty] | 95 | 95
| Connection Cable M12-5F - Open Wires, Hygienic Design, 10m |  |  |  | 254297SP | [12 empty] | 106 | 106
| Connection Cable, M12-5F 90° - Open Wires, 1.5 m |  |  |  | 255102 | [12 empty] | 68 | 68
| Connection Cable, M12-5F - Open Wires, 3 m |  |  |  | 26719SP | [12 empty] | 94 | 94
| Flat Cable, M12-5(M) - M12-5(F), 1m |  |  |  | CBL210493SP | [12 empty] | 143 | 143
| Cooling Set with Installation Flange |  |  |  | DMP246CS | [12 empty] | 3588 | 3588
| Fitting Body Iso1/2 Solid Structure |  |  |  | DRW212076SP | [12 empty] | 108 | 108
| Stainless Steel Filter |  |  |  | HM47453SP | [12 empty] | 123 | 123
| Fitting Body Set Iso 1/2 |  |  |  | ISOFITBODASP | [12 empty] | 108 | 108
| Swagelok for 12mm Probe 1/2" ISO Thread |  |  |  | SWG12ISO12 | [12 empty] | 167 | 167
| Swagelok for 12mm Probe 3/8" ISO Thread |  |  |  | SWG12ISO38 | [12 empty] | 113 | 113
| Swagelok for 12mm Probe 1/2" NPT Thread |  |  |  | SWG12NPT12 | [12 empty] | 113 | 113
| Indigo-compatible USB Adapter |  |  |  | USB2 | [12 empty] | 157 | 157
5
6
7
8
A
B
C
D
E
F
G
H
1
2
A
B
C
0
1
2
3
4
5
A
B
0
1
2
3
4
5
A
B
C
D
E
F
G
H
J
K
0
1
2
3
N
0
A
B
C
D
E
F
G
H
J
K
L
M
N
0
1
2
3

## INDIGO80
[17 empty] | Select grey column and press delete to clear selections => |  |  | TRUE
TRUE
|  |  |  | Price valid from: 2025-04-23 |  | Back to Index | [13 empty] | FALSE
INDIGO80
| Handheld Indicator | [14 empty] | 0%
[5 empty] | Sparepart | Not valid Configuration | 1 | 2 | 3 | 4 | 5 | 6 | 7 | 8 | List Price (CAD) | Discounted
|  | Handheld Indicator |  |  |  | INDIGO80 | 8: 0 | 1939 | 1939 | Status | Selected | 0 | 0 | 0 | 0 | 0 | 0 | 0 | 0 | 0 | 0 | 0 | 0 | 0 | 0 | 0 | 0 | 0 | 0 | 0 | TRUE
hardware | 1 | Power Supply Unit |  | USB-C cable only, no AC-adapter | [12 empty] | 0 |  | 0 | -1 | -1 | -1 | -1 | -1 | bar: 1 to 8
|  |  |  | Euro AC-adapter, including USB-C cable | INDIGO80EUROSP | [11 empty] | 0 |  | -1 | 0 | -1 | -1 | -1 | -1 | bar: 1 to 8
|  |  |  | UK AC-adapter, including USB-C cable | INDIGO80UKSP | [11 empty] | 0 |  | -1 | -1 | 0 | -1 | -1 | -1 | bar: 1 to 8
|  |  |  | US AC-adapter, including USB-C cable | INDIGO80USSP | [11 empty] | 0 |  | -1 | -1 | -1 | 0 | -1 | -1 | bar: 1 to 8
|  |  |  | AUS AC-adapter, including USB-C cable | INDIGO80AUSSP | [11 empty] | 0 |  | -1 | -1 | -1 | -1 | 0 | -1 | bar: 1 to 8
|  |  |  | JP AC-adapter, including USB-C cable | INDIGO80JAPSP | [11 empty] | 0 |  | -1 | -1 | -1 | -1 | -1 | 0 | bar: 1 to 8
accessory | 2 | Indicator Accessories |  | No Accessories |  |  | 2: 0 |  |  | 0 | [7 empty] | 0 | -1
|  |  | • | Magnetic hanger for Indigo80 handheld indicator | ASM214318SP | [9 empty] | 53 | 53 | 0 | [7 empty] | -1 | 0 | bar: 2 to 8
| 3 | Connection Cables for Transmitters | • | M12-M8 Service Cable | 262195SP | [9 empty] | 133 | 133 | 0 | [9 empty] | 0 | -1 | bar: 1 to 8
|  |  |  | No Connection Cables for Transmitters | [12 empty] | 0 | [9 empty] | -1 | 0 | bar: 3 to 8
| 4 | Connection Cables for Probes |  | No Connection Cables for Probes |  |  | 4: 0 |  |  | 0 | [11 empty] | 0 | -1 | -1
|  |  | • | M12-M12 Probe Connection Cable | 272075SP | [9 empty] | 133 | 133 | 0 | [11 empty] | -1 | 0 | -1 | bar: 4 to 8
|  |  | • | Flat Cable | CBL210493SP |  | 4: 2 | 133 | 133 | 0 | [11 empty] | -1 | -1 | 0
| 5 | Carrying Case | • | Weatherproof Carrying Case for Indigo80 and HMP80 and DMP80 Series Probes | ASM214759 | [9 empty] | 780 | 780 | 0 | [14 empty] | 0 | -1 | -1 | bar: 1 to 8
|  |  | • | Weatherproof Carrying Case for Indigo80 and a series 8 probe | ASM215318 | [9 empty] | 780 | 780 | 0 | [14 empty] | -1 | 0 | -1 | bar: 5 to 8
|  |  |  | No Carrying Case | [12 empty] | 0 | [14 empty] | -1 | -1 | 0 | bar: 1 to 8
hardware | 6 | Indicator Color |  | Housing colour option grey | [12 empty] | 0 | [17 empty] | 0 | bar: 1 to 8
| 7 | Other Options |  | SW version with SI units only (Japan market requirement) | [12 empty] | 0 | [18 empty] | 0 | -1 | bar: 1 to 8
|  |  |  | No Other Options | [12 empty] | 0 | [18 empty] | -1 | 0 | bar: 7 to 8
| 8 | Reserved |  | No option |  |  | 8: 0 |  |  | 0 | TRUE | [19 empty] | 0
[6 empty] | INDIGO80 | 1: 0 | 1939 | 1939 | 0
| Note: |  | Selections in bold are included in the prices of the basic versions.
|  | • | Selections in italic are available at an extra price.
| Links: |  | User guide
Datasheet
Technical drawing
Vaisala.com product page
Services (online store)
| accessory |  |  |  | item code
| Light carrying case for HM40S / INDIGO80, spare part |  |  |  | 230245SP | [9 empty] | 69 | 69
| USB Service Cable M12-5F, RS-485 |  |  |  | 242659 | [9 empty] | 204 | 204
| M12 - M8 service cable 1.5 m (4.9 ft) |  |  |  | 262195SP | [9 empty] | 133 | 133
| Probe Connection Cable (M12-M12), 1.5 m |  |  |  | 272075SP | [9 empty] | 133 | 133
| Magnetic Hanger |  |  |  | ASM214318SP | [9 empty] | 53 | 53
| Weatherproof Carrying Case for Indigo80 and HMP80 and DMP80 Series Probes |  |  |  | ASM214759 | [9 empty] | 780 | 780
| Weatherproof carrying case for Indigo80 and a series 8 probe |  |  |  | ASM215318 | [9 empty] | 780 | 780
| Flat Cable, M12-5(M) - M12-5(F), 1m |  |  |  | CBL210493SP | [9 empty] | 143 | 143
| Connection cable, M12-5F - open wires, 0.3 m |  |  |  | CBL210896-03MSP | [9 empty] | 76 | 76
| Connection cable, M12-5F - open wires, 10 m |  |  |  | CBL210896-10MSP | [9 empty] | 144 | 144
| Connection cable, M12-5F - open wires, 1 m |  |  |  | CBL210896-1MSP | [9 empty] | 81 | 81
| Connection cable, M12-5F - open wires, 3 m |  |  |  | CBL210896-3MSP | [9 empty] | 103 | 103
| Connection cable, M12-5F - open wires, 5 m |  |  |  | CBL210896-5MSP | [9 empty] | 123 | 123
| AUS AC-adapter including USB-C cable spare part |  |  |  | INDIGO80AUSSP | [9 empty] | 123 | 123
| EUR AC-adapter including USB-C cable spare part |  |  |  | INDIGO80EUROSP | [9 empty] | 123 | 123
| JP AC-adapter including USB-C cable spare part |  |  |  | INDIGO80JAPSP | [9 empty] | 123 | 123
| UK AC-adapter including USB-C cable spare part |  |  |  | INDIGO80UKSP | [9 empty] | 123 | 123
| US AC-adapter including USB-C cable spare part |  |  |  | INDIGO80USSP | [9 empty] | 123 | 123
| Probe Connection Cable (M12-M12), 10 m |  |  |  | INDIGOCABLE10M | [9 empty] | 197 | 197
| Probe Connection Cable, M12-5F - M12-5M, 1 m |  |  |  | INDIGOCABLE1M | [9 empty] | 105 | 105
| Probe Connection Cable, M12-5F - M12-5M, 3 m |  |  |  | INDIGOCABLE3M | [9 empty] | 125 | 125
| Probe Connection Cable, M12-5F - M12-5M, 5 m |  |  |  | INDIGOCABLE5M | [9 empty] | 157 | 157
| Probe Connection Cable, M12-5F - M12-5M, 10 m, Hygienic Design |  |  |  | INDIGOCABLEHD10M | [9 empty] | 197 | 197
| Probe Connection Cable, M12-5F - M12-5M, 1.5 m, Hygienic Design |  |  |  | INDIGOCABLEHD1M5 | [9 empty] | 105 | 105
| Probe Connection Cable, M12-5F - M12-5M, 3 m, Hygienic Design |  |  |  | INDIGOCABLEHD3M | [9 empty] | 125 | 125
| Probe Connection Cable, M12-5F - M12-5M, 5 m, Hygienic Design |  |  |  | INDIGOCABLEHD5M | [9 empty] | 157 | 157
| Indigo-compatible USB Adapter |  |  |  | USB2 | [9 empty] | 157 | 157
A
B
C
D
E
F
0
1
A
N
0
1
2
A
B
N
1
A
N
0

## HMP80
[15 empty] | Select grey column and press delete to clear selections => |  |  | TRUE
TRUE
|  |  |  | Price valid from: 2025-04-23 |  | Back to Index | [11 empty] | FALSE
HMP80
| Handheld Humidity and Temperature Probe | [12 empty] | 0%
[5 empty] | Sparepart | Not valid Configuration | 1 | 2 | 3 | 4 | 5 | 6 | List Price (CAD) | Discounted
|  | Handheld Humidity and Temperature Probe |  |  |  | HMP80 | 4: 1; 5: S; 6: 0 | 1779 | 1779 | Status | Selected | 0 | 0 | 0 | 0 | 0 | 0 | 0 | 0 | 0 | 0 | TRUE | TRUE | TRUE
hardware | 1 | Probeset |  | Long probe (319 mm) with HUMICAP R2C Sensor | [10 empty] | 0 |  | 0 | -1 | bar: 1 to 6
|  |  |  | Probe (106 mm) with HUMICAP R2C Sensor | [10 empty] | 0 |  | -1 | 0 | bar: 1 to 6
accessory | 2 | Probe connection cables |  | No Cable |  |  | 2: 0 |  |  | 0 |  |  |  | 0 | -1 | -1
|  |  | • | M12-M12 Probe Connection Cable | 272075SP | [7 empty] | 133 | 133 | 0 |  |  |  | -1 | 0 | -1 | bar: 2 to 6
|  |  | • | Flat probe connection cable | CBL210493SP |  | 2: 2 | 133 | 133 | 0 |  |  |  | -1 | -1 | 0
hardware | 3 | Filter |  | Sintered Stainless Steel Filter | HM47280SP | [9 empty] | 0 |  |  | -1 |  |  |  | 0 | -1 | -1 | -1 | -1 | bar: 1 to 6
|  |  |  | Plastic PPS Grid Filter | DRW010276SP | [9 empty] | 0 |  |  | -1 |  |  |  | -1 | 0 | -1 | -1 | -1 | bar: 3 to 6
|  |  |  | PPS Grid With SS Netting | DRW010281SP | [9 empty] | 0 |  |  | -1 |  |  |  | -1 | -1 | 0 | -1 | -1 | bar: 1 to 6
|  |  |  | Slotted MIM Filter | [10 empty] | 0 |  | -1 |  |  |  |  | -1 | -1 | -1 | 0 | -1 | bar: 3 to 6
|  |  |  | Slotted MIM Filter with Membrane | ASM214606SP | [9 empty] | 0 |  | -1 |  |  |  |  | -1 | -1 | -1 | -1 | 0 | bar: 1 to 6
accessory | 4 | Quick guide |  | Multilingual quick guide | [10 empty] | 0 | TRUE | [10 empty] | 0 | bar: 1 to 6
| 5 | Calibration |  | Standard factory calibration | [10 empty] | 0 | TRUE | [11 empty] | 0 | bar: 1 to 6
| 6 | Reserved for future use |  | No Option |  |  | 6: 0 |  |  | 0 | TRUE | [12 empty] | 0
[6 empty] | HMP80 | 1: 1S0 | 1779 | 1779 | 0
| Note: |  | Selections in bold are included in the prices of the basic versions.
|  | • | Selections in italic are available at an extra price.
| Links: |  | User guide
Datasheet
Technical drawing
Vaisala.com product page
Services (online store)
| accessory |  |  |  | item code
| Probe Connection Cable (M12-M12), 1.5 m |  |  |  | 272075SP | [7 empty] | 133 | 133
| Slotted MIM Filter with Membrane Spare Part |  |  |  | ASM214606SP | [7 empty] | 39 | 39
| Flat Cable, M12-5(M) - M12-5(F), 1m |  |  |  | CBL210493SP | [7 empty] | 143 | 143
| PPS Plastic Grid Filter |  |  |  | DRW010276SP | [7 empty] | 42 | 42
| Metal Coated PPS Grid Filter with Stainless Steel Mesh, Female Thread |  |  |  | DRW010281SP | [7 empty] | 42 | 42
| Slotted MIM Filter Spare Part |  |  |  | DRW255306SP | [7 empty] | 39 | 39
| Sintered Stainless Steel Filter, Female Thread |  |  |  | HM47280SP | [7 empty] | 87 | 87
| Indigo-compatible USB Adapter |  |  |  | USB2 | [7 empty] | 157 | 157
L
N
0
1
2
A
B
C
D
E
1
S
0

## GMP80P
[17 empty] | Select grey column and press delete to clear selections => |  |  | TRUE
TRUE
|  |  |  | Price valid from: 2025-04-23 |  | Back to Index | [13 empty] | FALSE
GMP80P
| Portable CO2 Probe with Pump Sampling | [14 empty] | 0%
[5 empty] | Sparepart | Not valid Configuration | 1 | 2 | 3 | 4 | 5 | 6 | 7 | 8 | List Price (CAD) | Discounted
|  | Portable CO2 Probe with Pump Sampling |  |  |  | GMP80P | [8 empty] | 0 | 0 | Status | Selected | 0 | 0 | 0 | 0 | 0 | 0 | 0 | 0 | 0 | 0 | 0 | 0 | 0 | 0 | 0 | 0
hardware | 1 | Probe | • | High CO2 Concentration Range Probe (GMP251) with Pump Sampling | [10 empty] | 3526 | 3526 | 0 |  | 0 | -1 | bar: 1 to 8
|  |  | • | No CO2 probe, only pump sampling system | [10 empty] | 2357 | 2357 | 0 |  | -1 | 0 | bar: 1 to 8
calibration | 2 | Calibration |  | No Calibration |  |  | 2: 0 |  |  | 0 |  | -1 |  | 0 | -1
|  |  |  | Standard Factory Calibration | [12 empty] | 0 |  |  | -1 | -1 | 0 | bar: 2 to 8
accessory | 3 | Sampling Mechanics | • | Sampling pipe (stainless steel), 100 mm (3.94 in) | DRW259158SP | [9 empty] | 118 | 118 | 0 | [5 empty] | 0 | -1 | -1 | -1 | bar: 1 to 8
|  |  | • | Polyurethane Sampling Tube, Length 1.5 m | 279471SP | [9 empty] | 41 | 41 | 0 | [5 empty] | -1 | 0 | -1 | -1 | bar: 3 to 8
|  |  | • | Nafion TM Membrane Tube and PUR Sampling Tube, Length 2.1 m | GMTUBESP | [9 empty] | 733 | 733 | 0 | [5 empty] | -1 | -1 | 0 | -1 | bar: 1 to 8
|  |  |  | No sampling mechanics | [12 empty] | 0 |  | -1 |  |  |  | -1 | -1 | -1 | 0 | bar: 3 to 8
| 4 | Probe Connection Cable |  | No Probe Cable |  |  | 4: 0 |  |  | 0 | [9 empty] | 0 | -1
|  |  | • | M12-M12 1.5 m probe connection cable for Indigo80 | 272075SP | [9 empty] | 133 | 133 | 0 | [9 empty] | -1 | 0 | bar: 4 to 8
| 5 | Service Cable | • | USB Service Cable for Insight PC SW | USB2 | [9 empty] | 157 | 157 | 0 | [11 empty] | 0 | -1 | bar: 1 to 8
|  |  |  | No Service Cable | [12 empty] | 0 | [11 empty] | -1 | 0 | bar: 5 to 8
| 6 | Carrying case |  | No carrying case |  |  | 6: 0 |  |  | 0 | [13 empty] | 0
| 7 | Mounting |  | Magnetic Hanger | ASM214318SP | [11 empty] | 0 | [14 empty] | 0 | bar: 1 to 8
| 8 | Accessories |  | No Accessories |  |  | 8: 0 |  |  | 0 | [15 empty] | 0 | -1
|  |  | • | Barbed Fitting for Gas Outlet | 279524SP | [9 empty] | 44 | 44 | 0 | [15 empty] | -1 | 0 | bar: 8
[6 empty] | GMP80P | [8 empty] | 0 | 0 | 0
| Note: |  | Selections in bold are included in the prices of the basic versions.
|  | • | Selections in italic are available at an extra price.
| Links: |  | User guide
Datasheet
Technical drawing
Vaisala.com product page
Services (online store)
| accessory |  |  |  | item code
| Sampling Tube (NafionTM Membrane), 0.6 m (1 ft 12 in) |  |  |  | 212807SP | [9 empty] | 692 | 692
| Probe Connection Cable (M12-M12), 1.5 m |  |  |  | 272075SP | [9 empty] | 133 | 133
| Sampling Tube (PUR), 1.5 m (4 ft 11 in) |  |  |  | 279471SP | [9 empty] | 95 | 95
| Adapter for Sampling Tube |  |  |  | 279473SP | [9 empty] | 46 | 46
| Barbed Fitting for Gas Outlet |  |  |  | 279524SP | [9 empty] | 44 | 44
| Magnetic Hanger |  |  |  | ASM214318SP | [9 empty] | 53 | 53
| Sampling Pipe (Stainless Steel), 100 mm (3.94 in) |  |  |  | DRW259158SP | [9 empty] | 118 | 118
| Sampling Tube (NafionTM Membrane and PUR), 2.1 m (6 ft 11 in) |  |  |  | GMTUBESP | [9 empty] | 733 | 733
| Indigo-compatible USB Adapter |  |  |  | USB2 | [9 empty] | 157 | 157
A
B
0
1
A
B
C
N
0
1
A
N
0
A
0
1

## DMP80
[17 empty] | Select grey column and press delete to clear selections => |  |  | TRUE
TRUE
|  |  |  | Price valid from: 2025-04-23 |  | Back to Index | [13 empty] | FALSE
DMP80
| Handheld Dew Point Probe | [14 empty] | 0%
[5 empty] | Sparepart | Not valid Configuration | 1 | 2 | 3 | 4 | 5 | 6 | 7 | 8 | List Price (CAD) | Discounted
|  | Handheld Dew Point Probe |  |  |  | DMP80 | 4: A; 6: A; 7: S; 8: 0 | 3600 | 3600 | Status | Selected | 0 | 0 | 0 | 0 | 0 | 0 | 0 | TRUE | 0 | 0 | 0 | 0 | 0 | 0 | TRUE | TRUE | TRUE
hardware | 1 | Probeset |  | Probe with Range [-40 … +60 °C Td], DRYCAP®180S Sensor | [12 empty] | 0 |  | 0 | -1 | bar: 1 to 8
|  |  |  | Probe with Range [-70 ... +60°C Td], DRYCAP®180M sensor | [12 empty] | 0 |  | -1 | 0 | bar: 1 to 8
| 2 | Thread |  | Mechanical connection, ISO G1/2'' thread | [12 empty] | 0 |  |  |  | 0 | -1 | bar: 1 to 8
|  |  |  | Mechanical connection, NPT 1/2'' thread | [12 empty] | 0 |  |  |  | -1 | 0 | bar: 2 to 8
accessory | 3 | Probe connection cables |  | No Cable |  |  | 3: 0 |  |  | 0 | [5 empty] | 0 | -1 | -1
|  |  | • | M12-M12 Probe Connection Cable | 272075SP | [9 empty] | 133 | 133 | 0 | [5 empty] | -1 | 0 | -1 | bar: 3 to 8
|  |  | • | Flat probe connection cable | CBL210493SP |  | 3: 2 | 133 | 133 | 0 | [5 empty] | -1 | -1 | 0
hw | 4 | Filter |  | Filter option for probe head | [12 empty] | 0 | TRUE | [7 empty] | 0 | bar: 1 to 8
accessory | 5 | Accessories for ISO G1/2'' thread |  | No Accessories |  |  | 5: 0 |  |  | 0 |  |  |  |  | 1 |  |  |  |  | 0 | -1 | -1 | -1 | -1 | -1
|  |  | • | Sampling Cell with Quick Connector and Leak Screw | DSC74SP | [9 empty] | 170 | 170 | 0 |  |  |  |  | -1 |  |  |  |  | -1 | 0 | -1 | -1 | -1 | -1 | bar: 5 to 8
|  |  | • | Sampling Cell with Female Connectors, Inlet G3/8", Outlet G1/4" ISO | DMT242SC |  | 5: 2 | 140 | 140 | 0 |  |  |  |  | -1 |  |  |  |  | -1 | -1 | 0 | -1 | -1 | -1
|  |  | • | Sampling Cell with Swagelok Connectors for 1/4" Tubing | DMT242SC2 |  | 5: 3 | 219 | 219 | 0 |  |  |  |  | -1 |  |  |  |  | -1 | -1 | -1 | 0 | -1 | -1
|  |  | • | Two-Pressure Sampling Cell | DSC74B |  | 5: 4 | 410 | 410 | 0 |  |  |  |  | -1 |  |  |  |  | -1 | -1 | -1 | -1 | 0 | -1
|  |  | • | Two-Pressure Sampling Cell with Coil | DSC74C |  | 5: 5 | 701 | 701 | 0 |  |  |  |  | -1 |  |  |  |  | -1 | -1 | -1 | -1 | -1 | 0
| 6 | Quick guide |  | Multilingual Quick Guide | [12 empty] | 0 | TRUE | [14 empty] | 0 | bar: 1 to 8
| 7 | Calibration |  | Standard factory calibration | [12 empty] | 0 | TRUE | [15 empty] | 0 | bar: 1 to 8
| 8 | Reserved for future use |  | No Option |  |  | 8: 0 |  |  | 0 | TRUE | [16 empty] | 0
[6 empty] | DMP80 | 1: AAS0 | 3600 | 3600 | 0
| Note: |  | Selections in bold are included in the prices of the basic versions.
|  | • | Selections in italic are available at an extra price.
| Links: |  | User guide
Datasheet
Technical drawing
Vaisala.com product page
Services (online store)
| accessory |  |  |  | item code
| Sealing ring set, 3 pcs D 21,5/28,6 x2,3 U-seal |  |  |  | 221525SP | [9 empty] | 42 | 42
| Probe Connection Cable (M12-M12), 1.5 m |  |  |  | 272075SP | [9 empty] | 133 | 133
| Flat Cable, M12-5(M) - M12-5(F), 1m |  |  |  | CBL210493SP | [9 empty] | 143 | 143
| Sampling Cell DMT242SC with Female Connectors, inlet G3/8" & outlet G1/4" ISO |  |  |  | DMT242SC | [9 empty] | 162 | 162
| Sampling Cell DMT242SC2 with Swagelok Connectors for 1/4" Tubing |  |  |  | DMT242SC2 | [9 empty] | 252 | 252
| Two Pressure Sampling Cell |  |  |  | DSC74B | [9 empty] | 425 | 425
| Two Pressure Sampling Cell with Coil |  |  |  | DSC74C | [9 empty] | 729 | 729
| Sampling Cell with Quick Connector and Leak Screw |  |  |  | DSC74SP | [9 empty] | 177 | 177
| Sintered Stainless Steel Filter, Female Thread |  |  |  | HM47280SP | [9 empty] | 87 | 87
| Indigo-compatible USB Adapter |  |  |  | USB2 | [9 empty] | 157 | 157
A
B
G
N
0
1
2
A
0
1
2
3
4
5
A
S
0

## family DMSUPP
|  | Price valid from: 2025-04-23 | Back to Index
family DMSUPP
| Description |  | Product Code | List Price (CAD) | Discounted
| Sampling Cell UNF5/8 |  | DSC74UNF58SP | 217 | 217
| Portable sampling system includes filter, sample pump and carrying case |  | DSS70A | 3826 | 3826
| MI70 Connection Cable For DMT242 |  | 27160ZZ | 90 | 90
| MI70LINK Software with RS-232 cable |  | MI70LINK | 153 | 153
| MI70Link Interface Software CD |  | 010022SP | 31 | 31
| Ball Valve ISO1/2-3/4 With Thread Joint |  | BALLVALVE-2 | 215 | 215
| Sampling Cell with Quick Connector and Leak Screw |  | DSC74 | 177 | 177
| Two Pressure Sampling Cell |  | DSC74B | 425 | 425
| Two Pressure Sampling Cell |  | DSC74BSP | 425 | 425
| Two Pressure Sampling Cell with Coil |  | DSC74C | 729 | 729
| Two Pressure Sampling Cell with Coil |  | DSC74CSP | 729 | 729
| Sampling Cell with Quick Connector and Leak Screw |  | DSC74SP | 177 | 177
| Panel Mounting frame |  | 216038 | 41 | 41
| MI70 Connection Cable with M8-4F Connector |  | 219980SP | 232 | 232
| Sintered Filter AISI316L D=20mm |  | HM46780 | 108 | 108
| Mounting Nut, ISO G1/2" |  | MOUNTINGNUTSP | 31 | 31
| Mounting Flange for DMP246CS |  | 217490 | 336 | 336
| Cooling/Venting Coil for Sampling Cell |  | DMCOILSP | 496 | 496
| Installation Flange ISO1/2 |  | DM240FA | 126 | 126
| Installation Flange ISO1/2 |  | DM240FASP | 126 | 126

## MI70
[12 empty] | Select grey column and press delete to clear selections => |  |  | TRUE
TRUE
|  |  |  | Price valid from: 2025-04-23 |  | Back to Index | [8 empty] | FALSE
(1 AND 2) OR (1 AND 3) OR (1 AND 4) OR (1 AND 5) OR (1 AND 6) OR (1 AND 7)
MI70
| Measurement Indicator | [9 empty] | 0%
[5 empty] | Sparepart | Not valid Configuration | 1 | 2 | 3 | List Price (CAD) | Discounted
|  | Measurement Indicator |  |  |  | MI70 |  |  |  | 0 | 0 | Status | Selected | 0 | 0 | 0 | 0 | 0 | 0 | 0 | 0 | 0 | 0 | 0 | 0 | 0 | 0 | 0
hardware | 1 | Indicator Type | • | Rechargeable Indicator with Euro AC Adapter |  |  | B |  |  | 1438 | 1438 | 0 |  | 0 | -1 | -1 | -1 | -1 | -1 | -1
|  |  | • | Rechargeable Indicator with UK AC Adapter |  |  | C |  |  | 1438 | 1438 | 0 |  | -1 | 0 | -1 | -1 | -1 | -1 | -1
|  |  | • | Rechargeable Indicator with US AC Adapter |  |  | D |  |  | 1438 | 1438 | 0 |  | -1 | -1 | 0 | -1 | -1 | -1 | -1
|  |  | • | Rechargeable Indicator with AUS AC Adapter |  |  | E |  |  | 1438 | 1438 | 0 |  | -1 | -1 | -1 | 0 | -1 | -1 | -1
|  |  | • | Rechargeable Indicator with all AC Adapters |  |  | F |  |  | 1438 | 1438 | 0 |  | -1 | -1 | -1 | -1 | 0 | -1 | -1
|  |  | • | Rechargeable Indicator with JP AC Adapter |  |  | J |  |  | 1438 | 1438 | 0 |  | -1 | -1 | -1 | -1 | -1 | 0 | -1
|  |  | • | Indicator with Alkaline Batteries |  |  | K |  |  | 1344 | 1344 | 0 |  | -1 | -1 | -1 | -1 | -1 | -1 | 0 |  | -1
| 2 | Label |  | Vaisala Brandlabel |  |  |  | 1 |  |  |  | 0 | [8 empty] | 0 | -1
|  |  |  | Pre-setting for PTB330TS |  |  |  | 4 |  |  |  | 0 | [7 empty] | -1 | -1 | 0
accessory | 3 | Indicator Accessories |  | No Accessories |  |  |  |  | 0 |  |  | 0 | [10 empty] | 0 | -1 | -1 | -1 | -1
|  |  | • | MI70LINK Software with RS-232 cable |  |  |  |  | 1 | 153 | 153 | 0 | [10 empty] | -1 | 0 | -1 | -1 | -1
|  |  | • | Analog Output-signal Cable |  |  |  |  | 2 | 81 | 81 | 0 | [9 empty] | -1 | -1 | -1 | 0 | -1 | -1
|  |  | • | MI70LINK with RS232 cable (D9 connector) and Analog output cable (0-1 V) |  |  |  |  | 3 | 241 | 241 | 0 | [9 empty] | -1 | -1 | -1 | -1 | 0 | -1
|  |  | • | MI70 USB Connection Cable |  |  |  |  | 4 | 212 | 212 | 0 | [10 empty] | -1 | -1 | -1 | -1 | 0
[6 empty] | MI70 |  |  |  | 0 | 0 | 0
| Note: |  | Selections in bold are included in the prices of the basic versions.
|  | • | Selections in italic are available at an extra price.
| Links: |  | User guide
Datasheet
Technical drawing
Services (online store)
| accessory |  |  |  | item code
| Probe Extension Cable 10m |  |  |  | 213107SP |  |  |  |  | 123 | 123
| MI70 Connection Cable for HMP230 Series |  |  |  | 27159ZZ |  |  |  |  | 100 | 100
| MI70 Connection Cable with M12-8F Connector |  |  |  | DRW216050SP |  |  |  |  | 162 | 162
| AC-adapter for MI70 Indicator, all Plugs |  |  |  | MI70ALLADAPTER |  |  |  |  | 173 | 173
B
C
D
E
F
J
K
1
4
0
1
2
3
4

## DMT340
Select grey cells and press delete to clear selections =>
|  |  |  | Price valid from: 2025-04-23 |  | Back to Index
DMT340
| Low Dew Point Transmitter | [29 empty] | 0%
[5 empty] | Sparepart | No configuration checking! | 1 | 2 | 3 | 4 | 5 | 6 | 7 | 8 | 9 | 10 | 11 | 12 | 13 | 14 | 15 | 16 | 17 | 18 | 19 | 20 | 21 | 22 | 23 | List Price (CAD) | Discounted | Item code
|  | Low Dew Point Transmitter |  |  |  | DMT340 | 3: 0; 23: 0 | 0 | 0
hardware | 1 | Transmitter Type | • | DMT341 Wall type transmitter | [25 empty] | 4167 | 4167 | bar: 1 to 4
|  |  | • | DMT342 With Small Size Flanged Probe for Use with Sampling Cell |  |  | 1: 2 | 5025 | 5025
|  |  | • | DMT344 for Pressure Up to 50 bar and vacuum applications |  |  | 1: 4 | 5527 | 5527
|  |  | • | DMT345 for low dewpoints in temperatures up to 140°C |  |  | 1: 5 | 6127 | 6127
|  |  | • | DMT346 for Measuring dew point in temperature up to 350°C |  |  | 1: 6 | 5884 | 5884
|  |  | • | DMT347 with small probe for pressure up to 10 bar |  |  | 1: 7 | 4784 | 4784
|  |  | • | DMT348 for pressure up to 40 bar |  |  | 1: 8 | 5311 | 5311
| → Expand | Probe Cable Length | • | HMP308 Probe (max insertion depth 371mm / 14.6 in) with 2m (6 ft) FEP Cable | [25 empty] | 236 | 236 | bar: 1 to 4
|  |  | • | HMP308 Probe (max insertion depth 371mm / 14.6 in) with 5m (16ft) FEP Cable |  |  | 2: 2 | 582 | 582
|  |  | • | HMP308 Probe (max insertion depth 371mm / 14.6 in) with 10m (32 ft) FEP Cable |  |  | 2: 3 | 1012 | 1012
|  |  |  | HMP307 Probe with 0.57m Cable (+180°C) |  |  | 2: 4
|  |  |  | HMP301 Probe for Wall Mount |  |  | 2: 5
|  |  | • | HMP308 Probe (max insertion depth 371mm / 14.6 in) with 15m (49 ft) FEP Cable |  |  | 2: 9 | 1169 | 1169
HMP302 Probe with 2m Cable (+180°C) | bar: 1 to 4
|  |  | • | HMP302 Probe with 5m Cable (+180°C) | [25 empty] | 350 | 350 | bar: 2 to 4
|  |  | • | HMP302 Probe with 10m Cable (+180°C) | [25 empty] | 776 | 776 | bar: 1 to 4
HMP304 Probe with 2m (6ft) FEP Cable | bar: 2 to 4
|  |  | • | HMP304 Probe with 5m (15ft) FEP Cable | [25 empty] | 346 | 346 | bar: 1 to 4
|  |  | • | HMP304 Probe with 10m (16ft) FEP Cable | [25 empty] | 771 | 771 | bar: 2 to 4
HMP305 Probe with 2m Cable (+180°C, 0-10Mpa) | bar: 1 to 4
|  |  | • | HMP305 Probe with 5m Cable (+180°C, 0-10Mpa) | [25 empty] | 346 | 346 | bar: 2 to 4
|  |  | • | HMP305 Probe with 10m Cable (+180°C, 0-10Mpa) | [25 empty] | 771 | 771 | bar: 1 to 4
DMP346 Probe with 2m Cable (+180C), DRW244128 | bar: 2 to 4
|  |  | • | DMP346 Probe with 5m Cable (+180C), DRW244128 | [25 empty] | 346 | 346 | bar: 1 to 4
|  |  | • | DMP346 Probe with 10m Cable (+180C), DRW244128 | [25 empty] | 771 | 771 | bar: 2 to 4
HMP307 Probe with 2m Cable (+180°C) | bar: 1 to 4
|  |  | • | HMP307 Probe with 5m Cable (+180°C) | [25 empty] | 346 | 346 | bar: 2 to 4
|  |  | • | HMP307 Probe with 10m Cable (+180°C) | [25 empty] | 771 | 771 | bar: 1 to 4
HMP308 Probe (max insertion depth 149mm / 5.9 in) with 2m (6 ft) FEP Cable | bar: 2 to 4
|  |  | • | HMP308 Probe (max insertion depth 149mm / 5.9 in) with 5m (16ft) FEP Cable | [25 empty] | 346 | 346 | bar: 1 to 4
|  |  | • | HMP308 Probe (max insertion depth 149mm / 5.9 in) with 10m (32 ft) FEP Cable | [25 empty] | 771 | 771 | bar: 2 to 4
|  |  | • | HMP305 Probe with 15m Cable (+180°C, 0-10Mpa) | [25 empty] | 1169 | 1169 | bar: 1 to 4
| 3 | Additional Temperature Probe |  | No Temperature Probe |  |  | 3: 0 |  |  |  |  | TRUE
| 4 | Measurement Parameters |  | Code Td/f+PPM+x | bar: 1 to 4
Code Td/f+PPM+x+RH+T | bar: 4
All Measurement and Calculation Parameters | bar: 1 to 4
Tdf + x + SSR + Ts Calculation Parameters | bar: 4
| 5 | Display |  | Cover without Display |  |  | 5: 0
|  |  | • | Display Cover | [25 empty] | 444 | 444 | bar: 5
| 6 | Power Supply |  | Standard power supply, 10...35 VDC 24 VAC | bar: 1 to 4; 6
|  |  | • | Power supply with galvanic isolation, 10...35 VDC 24 VAC | [25 empty] | 137 | 137 | bar: 6
|  |  | • | Internal AC-power (110....240 VAC) | [25 empty] | 452 | 452 | bar: 1 to 4; 6
|  |  | • | Power Supply Module (100-240 VAC) with US Power Cord | [25 empty] | 471 | 471 | bar: 6
|  |  | • | Power Supply Module with EUR-Power Cord | [25 empty] | 461 | 461 | bar: 1 to 4; 6
|  |  | • | Power Supply Module with UK-Power Cord | [25 empty] | 471 | 471 | bar: 6
|  |  | • | Power Supply Module with AUS-Power Cord | [25 empty] | 461 | 461 | bar: 1 to 4; 6
|  |  | • | 10...35 Vdc with DCDC-1 for High Pressures | [25 empty] | 137 | 137 | bar: 6
|  |  | • | 24...35 Vdc with Jumper for High Pressures | [25 empty] | 137 | 137 | bar: 1 to 4; 6
|  |  | • | Mi70usadapter For HMT330 PF | [25 empty] | 126 | 126 | bar: 6
settings | 7 | Analog Output Signal for (Ch1&Ch2&Ch3) |  | 4...20mA | bar: 1 to 7
|  |  |  | 0...20mA |  |  | 7: 2
|  |  |  | 0...1V |  |  | 7: 3
|  |  |  | 0...5V |  |  | 7: 4
|  |  |  | 0...10V |  |  | 7: 5
| → Expand | Analog Output Scaling for Ch1 |  | Channel 1 Tdf (0...+100C) | bar: 1 to 6; 8
|  |  |  | Channel 1 x (0...1000g/kg) |  |  | 8: 2
|  |  |  | Channel 1 T (0...140C) |  |  | 8: 3
|  |  |  | Channel 1 T (0...100C) |  |  | 8: 4
Channel 1 Tdf (-80...+20C) | bar: 1 to 6; 8
Channel 1 Tdf (-60...+20C) | bar: 8
Channel 1 Tdf (-50...+50C) | bar: 1 to 6; 8
Channel 1 T (0...+80C) | bar: 8
Channel 1 T (-40...+80C) | bar: 1 to 6; 8
Channel 1 PPMv (0...1000) | bar: 8
Channel 1 PPMw (0...1000) | bar: 1 to 6; 8
Channel 1 x (0...30g/kg d.a) | bar: 8
RH 0...100%RH | bar: 1 to 6; 8
Channel 1 Td (-60...+20C) | bar: 8
Atmospheric Dew Point -80...+20 °C (-112...+68 °F) Td/f atm | bar: 1 to 6; 8
Channel 1 Td atm (-80...+20C) | bar: 8
Channel 1 dT (0...150C) | bar: 1 to 6; 8
Channel 1 a (0...30g/m3) | bar: 8
Channel 1 a NTP (0...30gNm3) | bar: 1 to 6; 8
Channel 1 pw (0...50 hPa) | bar: 8
Channel 1 pws (0...500 hPa) | bar: 1 to 6; 8
Channel 1 h (-40...150kj/kg) | bar: 8
Special parameter and scale, please specify: | bar: 1 to 6; 8
| → Expand | Analog Output Scaling for Ch2 |  | Channel 2 Tdf (0...+100C) | bar: 1 to 6; 9
|  |  |  | Channel 2 x (0...1000g/kg) |  |  | 9: 2
|  |  |  | Channel 2 T (0...140C) |  |  | 9: 3
|  |  |  | Channel 2 T (0...100C) |  |  | 9: 4
Channel 2 Tdf (-80...+20C) | bar: 1 to 6; 9
Channel 2 Tdf (-60...+20C) | bar: 9
Channel 2 Tdf (-50...+50C) | bar: 1 to 6; 9
Channel 2 T (0...+80C) | bar: 9
Channel 2 T (-40...+80C) | bar: 1 to 6; 9
Channel 2 x (0...30g/kg d.a) | bar: 9
RH 0...100%RH | bar: 1 to 6; 9
Channel 2 Td (-60...+20C) | bar: 9
Atmospheric Dew Point -80...+20 °C (-112...+68 °F) Td/f atm | bar: 1 to 6; 9
Channel 2 Td atm (-80...+20C) | bar: 9
Channel 2 dT (0...150C) | bar: 1 to 6; 9
Channel 2 a (0...30g/m3) | bar: 9
Channel 2 a NTP (0...30gNm3) | bar: 1 to 6; 9
Channel 2 pw (0...50 hPa) | bar: 9
Channel 2 pws (0...500 hPa) | bar: 1 to 6; 9
Channel 2 h (-40...150kj/kg) | bar: 9
Special parameter and scale, please specify: | bar: 1 to 6; 9
| → Expand | Analog Output Scaling for Ch3 |  | Channel 3 Tdf (0...+100C) | bar: 1 to 6; 10
|  |  |  | Channel 3 x (0...1000g/kg) |  |  | 10: 2
|  |  |  | Channel 3 T (0...140C) |  |  | 10: 3
|  |  |  | Channel 3 T (0...100C) |  |  | 10: 4
No Analog Outputs | bar: 1 to 6; 10
Channel 3 Tdf (-80...+20C) | bar: 10
Channel 3 Tdf (-60...+20C) | bar: 1 to 6; 10
Channel 3 Tdf (-50...+50C) | bar: 10
Channel 3 T (0...+80C) | bar: 1 to 6; 10
Channel 3 T (-40...+80C) | bar: 10
Channel 3 x (0...30g/kg d.a) | bar: 1 to 6; 10
Channel 3 RH (0...100%RH) | bar: 10
Channel 3 Td (-60...+20C) | bar: 1 to 6; 10
Channel 3 Tdf atm (-80...+20C) | bar: 10
Channel 3 Td atm (-80...+20C) | bar: 1 to 6; 10
Channel 3 dT (0...150C) | bar: 10
Channel 3 a (0...30g/m3) | bar: 1 to 6; 10
Channel 3 a NTP (0...30gNm3) | bar: 10
Channel 3 pw (0...50 hPa) | bar: 1 to 6; 10
Channel 3 pws (0...500 hPa) | bar: 10
Channel 3 h (-40...150kj/kg) | bar: 1 to 6; 10
Channel 3 Special | bar: 10
| 11 | Operating Pressure |  | 1 bar Absolute | bar: 1 to 6; 11
|  |  |  | 3 bar Absolute |  |  | 11: 2
|  |  |  | 5 bar Absolute |  |  | 11: 3
|  |  |  | 7 bar Absolute |  |  | 11: 4
|  |  |  | 9 bar Absolute Pressure Setting for Optimized Accuracy |  |  | 11: 5
Custom Absolute Pressure Setting for Optimized Accuracy | bar: 11
| 12 | Output Units |  | Metric Units | bar: 1 to 6; 12
Non Metric Units | bar: 12
accessory | 13 | Additional Option |  | No Module |  |  | 13: 0
|  |  | • | Relay Module | [25 empty] | 422 | 422 | bar: 13
|  |  | • | RS-485 Interface with Galvanic Isolation (Serial ASCII, Modbus RTU) |  |  | 13: 2 | 338 | 338
|  |  | • | Data Logger Module |  |  | 13: 6 | 834 | 834
| 14 | 2nd Additional Option |  | No Module |  |  | 14: 0
|  |  | • | Relay Module | [25 empty] | 422 | 422 | bar: 14
|  |  | • | Analog Output Module |  |  | 14: 3 | 338 | 338
|  |  | • | Logger-1 Module |  |  | 14: 6 | 834 | 834
| 15 | User Cable Connection |  | No Selection |  |  | 15: 0
Cable Gland, Metal, EMC M20x1.5/6mm, 8.0 - 11.0mm, Ms/Ni/TPE/NBR, IP68 | bar: 15
|  |  |  | Conduit fitting NPT1/2 |  |  | 15: 2
|  |  | • | Connection Cable Set |  |  | 15: 3 | 142 | 142
|  |  | • | 8-Pin Connector Set |  |  | 15: 4 | 147 | 147
|  |  | • | Cable Gland + Conduit Fi for HMT330pf |  |  | 15: 5 | 111 | 111
|  |  |  | D9 female connector DMT340 / HMT330 RS-232 user port interface |  |  | 15: 6
| 16 | Transmitter Housing Installation |  | No Installation Kit | bar: 1 to 12; 16
|  |  | • | Wall Mounting Kit | [25 empty] | 173 | 173 | bar: 16
|  |  | • | Installation Kit for Pole or Pipeline | [25 empty] | 224 | 224 | bar: 1 to 12; 16
|  |  | • | Outdoor Installation kit (Weather shield) | TMT130 | [24 empty] | 236 | 236 | bar: 16
|  |  | • | DIN Rail Clips with Installation Plate | [25 empty] | 195 | 195 | bar: 1 to 12; 16
hardware | 17 | Dewpoint Sensor |  | Drycap180m2 Sensor | bar: 1 to 4; 7 to 17
|  |  |  | Drycap180s Sensor |  |  | 17: 2
| 18 | Sensor Protection |  | SST Sintered Filter | bar: 1 to 4; 7 to 16; 18
Stainless Steel Filter HM47453 | bar: 18
Stainless Steel Filter with Membrane | bar: 1 to 4; 7 to 16; 18
GRID DMT340PROBEFILTER | bar: 18
accessory | 19 | Probe Installation Accessories |  | No Installation Kit |  |  | 19: 0
|  |  | • | Sampling Cell for Probe with Flange | [25 empty] | 299 | 299 | bar: 19
|  |  |  | Fitting Body M22x1.5 |  |  | 19: 2
|  |  |  | Fitting Body NPT1/2 |  |  | 19: 3
|  |  | • | Swagelok for 12mm Probe 3/8" ISO Thread |  |  | 19: 4 | 113 | 113
|  |  | • | Swagelok for 12mm Probe 1/2" NPT Thread |  |  | 19: 5 | 113 | 113
|  |  | • | Cooling Set with Installation Flange |  |  | 19: 6 | 3588 | 3588
|  |  | • | Mounting Flange for 13.5mm Diameter Probe |  |  | 19: 7 | 153 | 153
Fitting Body Iso1/2 with Leak Screw | bar: 1 to 12; 17 to 19
Fitting Body ISO1/2 with No Leak Srew | bar: 19
Fitting Body NPT1/2 with No Leak Srew | bar: 1 to 12; 17 to 19
|  |  | • | Fitting Body Iso1/2 with Leak Screw+NPT1/2 | [25 empty] | 90 | 90 | bar: 19
|  |  | • | Sampling Cell DMT242SC with Solid Fitting Body | [25 empty] | 163 | 163 | bar: 1 to 12; 17 to 19
|  |  | • | Sampling Cell DMT242SC2 with Solid Fitting Body | [25 empty] | 256 | 256 | bar: 19
|  |  | • | Ball Valve Set with Fitting Body+Leak Screw | [25 empty] | 240 | 240 | bar: 1 to 12; 17 to 19
|  |  | • | Flange With Solid Fitting Body | [25 empty] | 143 | 143 | bar: 19
|  |  | • | Swagelok for 12mm Probe 1/2" ISO Thread | [25 empty] | 167 | 167 | bar: 1 to 12; 17 to 19
| 20 | User's Guide Language |  | No User's Guide | bar: 1 to 12; 17 to 18; 20
English User Guide DMT340 | bar: 20
German User Guide DMT340 | bar: 1 to 12; 17 to 18; 20
French User Guide DMT340 | bar: 20
Japanese User Guide DMT340 | bar: 1 to 12; 17 to 18; 20
English User Guide DMT345/346 Transmitter | bar: 20
Japanese User Guide DMT345/346 Transmitter | bar: 1 to 12; 17 to 18; 20
Russian User Guide DMT340 | bar: 20
Chinese User Guide DMT340 | bar: 1 to 12; 17 to 18; 20
| 21 | PC Accessories |  | No Accessories |  |  | 21: 0
|  |  | • | Connection cable for MI70LINK PC Software, RS232 Serial Cable with D9 Female Connector |  |  | 21: 2 | 153 | 153
|  |  | • | USB Service Cable, RJ45 |  |  | 21: 3 | 163 | 163
| 22 | Calibration |  | Dewpoint Calibration NIST Traceable | bar: 1 to 12; 17 to 18; 22
Dewpoint Calibration NIST Traceable | bar: 22
| 23 | Service Contract |  | No Maintenance Contract |  |  | 23: 0 |  |  |  |  | TRUE
[6 empty] | DMT340 | 1: 00 | 0 | 0
| Note: |  | Selections in bold are included in the prices of the basic versions.
|  | • | Selections in italic are available at an extra price.
| Links: |  | User guide
Datasheet
Technical drawing
Vaisala.com product page
Services (online store)
| accessory |  |  |  | item code
| Fitting Body M22x1.5 |  |  |  | 17223SP | [24 empty] | 108 | 108
| Fitting Body NPT1/2 |  |  |  | 17225SP | [24 empty] | 108 | 108
| Pressure Fitting ISO 1/2 to NPT 1/2 |  |  |  | 210662SP | [24 empty] | 60 | 60
| Mounting Flange for 13.5mm Diameter Probe |  |  |  | 210696 | [24 empty] | 153 | 153
| Calibration Adapter for HMK15 |  |  |  | 211302SP | [24 empty] | 35 | 35
| MI70 Connection Cable for HMT/DMT/MMT/PTB330 and HMT120/130-series |  |  |  | 211339 | [24 empty] | 101 | 101
| M12 Connection cable 5M |  |  |  | 212142 | [24 empty] | 118 | 118
| Connector 8 Pin M12 with Screw Terminals |  |  |  | 212416SP | [24 empty] | 146 | 146
| Dummy Plug M20x1.5 |  |  |  | 214672SP | [24 empty] | 31 | 31
| Cable Gland M20x1.5 for 8...11mm Cable |  |  |  | 214728SP | [24 empty] | 44 | 44
| Cable Gland M20x1.5 for 11...14mm Cable |  |  |  | 214729 | [24 empty] | 26 | 26
| Conduit Fitting M20x1.5 for NPT1/2 Conduit |  |  |  | 214780SP | [24 empty] | 62 | 62
| Male Connector 8 pin M12 with Cable and Adapter |  |  |  | 214806SP | [24 empty] | 60 | 60
| Wall Mounting Kit |  |  |  | 214829 | [24 empty] | 173 | 173
| Stainless Steel Filter with Membrane |  |  |  | 214848SP | [24 empty] | 87 | 87
| Connection cable for MI70LINK PC Software, RS232 Serial Cable with D9 Female Connector |  |  |  | 215005 | [24 empty] | 153 | 153
| Plate with DIN Rail Clip Installation Plate |  |  |  | 215094SP | [24 empty] | 189 | 189
| Installation Kit for Pole or Pipeline |  |  |  | 215108 | [24 empty] | 224 | 224
| 5 pcs O-ring Set Size 14.1x1.6 |  |  |  | 216026 | [24 empty] | 45 | 45
| Leak Screw With Allen Key |  |  |  | 216027 | [24 empty] | 44 | 44
| Panel Mounting frame |  |  |  | 216038 | [24 empty] | 41 | 41
| Mounting Flange for DMP246CS |  |  |  | 217490 | [24 empty] | 336 | 336
| Calibration Adapter (short) for HMK15 |  |  |  | 218377SP | [24 empty] | 35 | 35
| Plug Kit Plug G 1/2 with Seal |  |  |  | 218773 | [24 empty] | 60 | 60
| USB Service Cable, RJ45 |  |  |  | 219685 | [24 empty] | 163 | 163
| Analog Output Module |  |  |  | AOUT-1 | [24 empty] | 288 | 288
| Power Supply Module with AC Cord, AUS |  |  |  | AUSPOWER-1SP | [24 empty] | 456 | 456
| Ball Valve ISO1/2 with Welding Joint |  |  |  | BALLVALVE-1 | [24 empty] | 256 | 256
| Galvanic Isolation Module |  |  |  | DCDC-1 | [24 empty] | 118 | 118
| Installation Flange ISO1/2 |  |  |  | DM240FASP | [24 empty] | 126 | 126
| Cooling Set with Installation Flange |  |  |  | DMP246CS | [24 empty] | 3588 | 3588
| Sampling Cell DMT242SC with Female Connectors, inlet G3/8" & outlet G1/4" ISO |  |  |  | DMT242SC | [24 empty] | 162 | 162
| Sampling Cell DMT242SC2 with Swagelok Connectors for 1/4" Tubing |  |  |  | DMT242SC2 | [24 empty] | 252 | 252
| Metal Coated PPS Grid Filter with Stainless Steel Mesh, Female Thread |  |  |  | DRW010281SP | [24 empty] | 42 | 42
| Fitting Body Iso1/2 Solid Structure |  |  |  | DRW212076SP | [24 empty] | 108 | 108
| Power Supply Module with AC Cord, EUR |  |  |  | EURPOWER-1SP | [24 empty] | 456 | 456
| Manual Press |  |  |  | HM36854SP | [24 empty] | 69 | 69
| Sintered Filter AISI316L D=20mm |  |  |  | HM46780 | [24 empty] | 108 | 108
| Sintered Stainless Steel Filter, Female Thread |  |  |  | HM47280SP | [24 empty] | 87 | 87
| Stainless Steel Filter |  |  |  | HM47453SP | [24 empty] | 123 | 123
| Sampling Cell for Probe with Flange |  |  |  | HMP302SC | [24 empty] | 299 | 299
| Fitting Body Set Iso 1/2 |  |  |  | ISOFITBODASP | [24 empty] | 108 | 108
| Fitting Body Set Npt 1/2 |  |  |  | NPTFITBODASP | [24 empty] | 108 | 108
| Power Supply Module |  |  |  | POWER-1 | [24 empty] | 439 | 439
| Relay Module |  |  |  | RELAY-1 | [24 empty] | 358 | 358
| RS485 Module |  |  |  | RS485-1 | [24 empty] | 288 | 288
| Swagelok for 12mm Probe 1/2" ISO Thread |  |  |  | SWG12ISO12 | [24 empty] | 167 | 167
| Swagelok for 12mm Probe 3/8" ISO Thread |  |  |  | SWG12ISO38 | [24 empty] | 113 | 113
| Swagelok for 12mm Probe 1/2" NPT Thread |  |  |  | SWG12NPT12 | [24 empty] | 113 | 113
| Fitting Body Set (ISO 1/2 + NPT 1/2) |  |  |  | THREADSETASP | [24 empty] | 178 | 178
| Power Supply Module with AC Cord, UK |  |  |  | UKPOWER-1SP | [24 empty] | 456 | 456
| Power Supply Module with AC Cord, US |  |  |  | USPOWER-1SP | [24 empty] | 448 | 448
1
2
4
5
6
7
8
1
2
3
4
5
9
B
C
D
H
J
K
L
M
N
P
Q
R
S
T
U
V
W
X
Y
0
A
B
C
K
0
1
A
B
C
D
E
F
G
H
J
K
1
2
3
4
5
1
2
3
4
B
C
D
E
F
G
H
J
K
L
M
N
P
R
S
T
U
W
X
1
2
3
4
B
C
D
E
F
J
K
L
M
N
P
R
S
T
U
W
X
1
2
3
4
A
B
C
D
E
F
J
K
L
M
N
P
R
S
T
U
W
X
1
2
3
4
5
X
A
B
0
1
2
6
0
1
3
6
0
1
2
3
4
5
6
A
B
C
D
E
1
2
A
B
C
D
0
1
2
3
4
5
6
7
A
B
C
D
E
F
G
H
K
A
B
C
D
J
K
N
R
Z
0
2
3
A
C
0

## DMT152
[23 empty] | Select grey column and press delete to clear selections => |  |  | TRUE
TRUE
|  |  |  | Price valid from: 2025-04-23 |  | Back to Index | [19 empty] | FALSE
DMT152
| DMT152 Transmitter for Low Dewpoint with a measurement range of -80 to -20°C | [20 empty] | 0%
[5 empty] | Sparepart | Not valid Configuration | 1 | 2 | 3 | 4 | 5 | 6 | 7 | 8 | 9 | 10 | 11 | 12 | 13 | 14 | List Price (CAD) | Discounted
|  | DMT152 Transmitter for Low Dewpoint with a measurement range of -80 to -20°C |  |  |  | DMT152 | [14 empty] | 0 | 0 | Status | Selected | 0 | 0 | 0 | 0 | TRUE | 0 | 0 | 0 | 0 | 0 | 0 | 0 | 0 | 0 | 0 | 0 | 0 | 0 | 0 | 0 | 0 | 0 | 0 | 0 | 0 | 0 | 0 | 0 | 0 | 0 | 0 | 0 | 0 | TRUE | 0 | 0 | 0 | 0 | 0 | 0 | 0 | 0 | 0 | 0 | 0 | 0 | 0 | 0 | 0 | 0 | 0 | 0 | 0 | 0 | 0 | 0 | 0 | 0 | 0 | 0 | 0 | bar: 1 to 8
hardware | 1 | Mechanical Connection |  | ISO 1/2" Thread | [18 empty] | 0 |  | 0 | -1 | -1 | -1 | bar: 1 to 8
|  |  |  | NPT 1/2" Thread | [18 empty] | 0 |  | -1 | 0 | -1 | -1 | bar: 1 to 8
|  |  |  | UNF 3/4 -16 Thread | [18 empty] | 0 |  | -1 | -1 | 0 | -1 | bar: 1 to 8
|  |  |  | UNF 5/8 -18 Thread | [18 empty] | 0 |  | -1 | -1 | -1 | 0 | bar: 1 to 8
settings | 2 | Measurement Parameters | • | Td/f, ppm | [16 empty] | 3040 | 3040 | 0 | TRUE |  |  |  |  | 0 | bar: 1 to 8
| 3 | Analog Output Ch1 & Ch2 + RS-485 as Standard |  | No Analog Output RS-485 Only |  |  | 3: 0 |  |  | 0 | [6 empty] | 0 | -1 | -1 | -1 | -1
|  |  |  | 0...5 V | [18 empty] | 0 | [6 empty] | -1 | 0 | -1 | -1 | -1 | bar: 3 to 8
|  |  |  | 0...10 V | [18 empty] | 0 | [6 empty] | -1 | -1 | 0 | -1 | -1 | bar: 1 to 8
|  |  |  | 4...20 mA | [18 empty] | 0 | [6 empty] | -1 | -1 | -1 | 0 | -1 | bar: 3 to 8
|  |  |  | 0...20 mA | [18 empty] | 0 | [6 empty] | -1 | -1 | -1 | -1 | 0 | bar: 1 to 8
| 4 | Analog Output Parameter or Function for Ch1 |  | Frozen output indication On/Off |  |  | 4: 2 |  |  | 0 | [11 empty] | 0 | -1 | -1 | -1 | -1 | -1 | -1 | -1
|  |  |  | No Analog Output for Ch1 | [18 empty] | 0 | [11 empty] | -1 | 0 | -1 | -1 | -1 | -1 | -1 | -1 | bar: 4 to 8
|  |  |  | -80...+20 °C Td/f | [18 empty] | 0 | [11 empty] | -1 | -1 | 0 | -1 | -1 | -1 | -1 | -1 | bar: 1 to 8
|  |  |  | -100...0 °C Td/f | [18 empty] | 0 | [11 empty] | -1 | -1 | -1 | 0 | -1 | -1 | -1 | -1 | bar: 4 to 8
|  |  |  | 0...100 ppm | [18 empty] | 0 | [11 empty] | -1 | -1 | -1 | -1 | 0 | -1 | -1 | -1 | bar: 1 to 8
|  |  |  | 0...500 ppm | [18 empty] | 0 | [11 empty] | -1 | -1 | -1 | -1 | -1 | 0 | -1 | -1 | bar: 4 to 8
|  |  |  | free scaling Td/f °C, please define: | [18 empty] | 0 | [11 empty] | -1 | -1 | -1 | -1 | -1 | -1 | 0 | -1 | bar: 1 to 8
|  |  |  | free scaling ppm, please define: | [18 empty] | 0 | [11 empty] | -1 | -1 | -1 | -1 | -1 | -1 | -1 | 0 | bar: 4 to 8
| 5 | Analog Output Parameter or Function for Ch2 |  | Alarm level on/off output, define Parameter/Level: | [18 empty] | 0 | [19 empty] | 0 | -1 | -1 | -1 | -1 | -1 | -1 | -1 | -1 | -1 | bar: 1 to 8
|  |  |  | Frozen output indication on/off |  |  | 5: 2 |  |  | 0 | [19 empty] | -1 | 0 | -1 | -1 | -1 | -1 | -1 | -1 | -1 | -1
|  |  |  | LED indication on frozen measurement output |  |  | 5: 3 |  |  | 0 | [19 empty] | -1 | -1 | 0 | -1 | -1 | -1 | -1 | -1 | -1 | -1
|  |  |  | No Analog Output for Ch2 | [18 empty] | 0 | [19 empty] | -1 | -1 | -1 | 0 | -1 | -1 | -1 | -1 | -1 | -1 | bar: 5 to 8
|  |  |  | -80...+20 °C Td/f | [18 empty] | 0 | [19 empty] | -1 | -1 | -1 | -1 | 0 | -1 | -1 | -1 | -1 | -1 | bar: 1 to 8
|  |  |  | -100...0 °C Td/f | [18 empty] | 0 | [19 empty] | -1 | -1 | -1 | -1 | -1 | 0 | -1 | -1 | -1 | -1 | bar: 5 to 8
|  |  |  | 0...100 ppm | [18 empty] | 0 | [19 empty] | -1 | -1 | -1 | -1 | -1 | -1 | 0 | -1 | -1 | -1 | bar: 1 to 8
|  |  |  | 0...500 ppm | [18 empty] | 0 | [19 empty] | -1 | -1 | -1 | -1 | -1 | -1 | -1 | 0 | -1 | -1 | bar: 5 to 8
|  |  |  | free scaling Td/f °C, please define: | [18 empty] | 0 | [19 empty] | -1 | -1 | -1 | -1 | -1 | -1 | -1 | -1 | 0 | -1 | bar: 1 to 8
|  |  |  | free scaling ppm, please define: | [18 empty] | 0 | [19 empty] | -1 | -1 | -1 | -1 | -1 | -1 | -1 | -1 | -1 | 0 | bar: 5 to 8
| 6 | Output Units |  | Metric Units | [18 empty] | 0 | [29 empty] | 0 | -1 | bar: 1 to 8
|  |  |  | Non Metric Units |  |  | 6: 2 |  |  | 0 | [29 empty] | -1 | 0
| 7 | Pressure Setting for ppm Calculation |  | Pressure Not Specified No ppm Output |  |  | 7: 0 |  |  | 0 | [15 empty] | -1 | -1 |  | -1 | [6 empty] | -1 | -1 |  | -1 |  |  | 0 | -1 | -1
|  |  |  | Ambient Pressure 1 bar(a) 14.76 psi(a) | [18 empty] | 0 | [31 empty] | -1 | 0 | -1 | bar: 7 to 8
|  |  |  | Special Pressure Max 50 bar(a), please define: | [18 empty] | 0 | [31 empty] | -1 | -1 | 0 | bar: 1 to 8
hardware | 8 | Sensor Protection |  | Mesh Filter 18um Stainless Steel | [18 empty] | 0 | TRUE | [33 empty] | 0 | bar: 1 to 8
accessory | 9 | Cable for Analog Outputs and Power Supply (Port I) |  | No Cable |  |  | 9: 0 |  |  | 0 | [21 empty] | -1 | [13 empty] | 0 | -1 | -1 | -1 | -1 | -1 | -1
|  |  | • | Shielded Cable, 2m, snap in connector | [16 empty] | 27 | 27 | 0 | [21 empty] | -1 | [13 empty] | -1 | 0 | -1 | -1 | -1 | -1 | -1 | bar: 9
|  |  | • | Cable, Instrumentation, SH M8/4(F)-Open, 0.32m, BK | HMP50Z032SP |  | 9: 2 | 31 | 31 | 0 | [21 empty] | -1 | [13 empty] | -1 | -1 | 0 | -1 | -1 | -1 | -1
|  |  | • | Shielded Cable, 3.0m, 4-pin M8 Female Straight | HMP50Z300SP |  | 9: 3 | 59 | 59 | 0 | [21 empty] | -1 | [13 empty] | -1 | -1 | -1 | 0 | -1 | -1 | -1
|  |  | • | Shielded Cable, 5.0m, 4-pin M8 Female Straight |  |  | 9: 4 | 74 | 74 | 0 | [21 empty] | -1 | [13 empty] | -1 | -1 | -1 | -1 | 0 | -1 | -1
|  |  | • | Shielded Cable, 10m, 4-pin M8 Female Straight |  |  | 9: 5 | 150 | 150 | 0 | [21 empty] | -1 | [13 empty] | -1 | -1 | -1 | -1 | -1 | 0 | -1
|  |  | • | 3 m cable with LED light |  |  | 9: 6 | 76 | 76 | 0 | [35 empty] | -1 | -1 | -1 | -1 | -1 | -1 | 0
| 10 | Cable for RS485 Line and Power Supply (Port II) |  | No Service Cable |  |  | 10: 0 |  |  | 0 | [42 empty] | 0 | -1 | -1 | -1 | -1 | -1
|  |  | • | Shielded Cable, 2m, snap in connector | [16 empty] | 27 | 27 | 0 | [42 empty] | -1 | 0 | -1 | -1 | -1 | -1 | bar: 10
|  |  | • | Shielded Cable, 0.32m, 4-pin M8 Female Straight | HMP50Z032SP |  | 10: 2 | 31 | 31 | 0 | [42 empty] | -1 | -1 | 0 | -1 | -1 | -1
|  |  | • | Cable 3m 4-pin M8 Female Straight | HMP50Z300SP |  | 10: 3 | 59 | 59 | 0 | [42 empty] | -1 | -1 | -1 | 0 | -1 | -1
|  |  | • | Shielded Cable, 5.0m, 4-pin M8 Female Straight | HMP50Z500SP |  | 10: 4 | 74 | 74 | 0 | [42 empty] | -1 | -1 | -1 | -1 | 0 | -1
|  |  | • | Shielded Cable, 10m, 4-pin M8 Female Straight | HMP50Z1000SP |  | 10: 5 | 150 | 150 | 0 | [42 empty] | -1 | -1 | -1 | -1 | -1 | 0
| 11 | Installation Accessories ONLY for ISO1/2" Thread |  | No Accessories |  |  | 11: 0 |  |  | 0 | [48 empty] | 0 | -1 | -1 | -1 | -1 | -1 | -1 | -1
|  |  | • | Sampling Cell DMT242SC | DMT242SC | [15 empty] | 162 | 162 | 0 |  |  | -1 | -1 | [44 empty] | -1 | 0 | -1 | -1 | -1 | -1 | -1 | -1 | bar: 11
|  |  | • | Sampling Cell+Connectors DMT242SC2 | DMT242SC2 | [15 empty] | 252 | 252 | 0 |  |  | -1 | -1 | [44 empty] | -1 | -1 | 0 | -1 | -1 | -1 | -1 | -1 | bar: 1 to 8; 11
|  |  | • | Sampling Cell DSC74 | [16 empty] | 197 | 197 | 0 |  |  | -1 | -1 | [44 empty] | -1 | -1 | -1 | 0 | -1 | -1 | -1 | -1 | bar: 11
|  |  | • | Two Pressure Sampling Cell DSC74B | DSC74BSP | [15 empty] | 474 | 474 | 0 |  |  | -1 | -1 | [44 empty] | -1 | -1 | -1 | -1 | 0 | -1 | -1 | -1 | bar: 1 to 8; 11
|  |  | • | Two Pressure Sampling Cell with Coil DSC74C | DSC74CSP | [15 empty] | 810 | 810 | 0 |  |  | -1 | -1 | [44 empty] | -1 | -1 | -1 | -1 | -1 | 0 | -1 | -1 | bar: 11
|  |  | • | Mounting Nut, ISO G1/2" | MOUNTINGNUTSP | [15 empty] | 31 | 31 | 0 |  |  | -1 | -1 | [44 empty] | -1 | -1 | -1 | -1 | -1 | -1 | 0 | -1 | bar: 1 to 8; 11
|  |  | • | NW40 Flange | 225220SP | [15 empty] | 126 | 126 | 0 | [48 empty] | -1 | -1 | -1 | -1 | -1 | -1 | -1 | 0 | bar: 11
hardware | 12 | Special Features |  | No Special Labels | [18 empty] | 0 | [56 empty] | 0 | -1 | bar: 1 to 12
|  |  | • | Japanese certificate & traceability document | [16 empty] | 823 | 823 | 0 | [56 empty] | -1 | 0 | bar: 12
| 13 | Package |  | Cardboard Box | [18 empty] | 0 | [58 empty] | 0 | -1 | bar: 1 to 11; 13
|  |  | • | Plastic Case |  |  | 13: 2 | 167 | 167 | 0 | [58 empty] | -1 | 0
accessory | 14 | User's Guide |  | No User's Guide | [18 empty] | 0 | [60 empty] | 0 | -1 | bar: 1 to 8; 12 to 14
|  |  |  | Quick Reference Guide DMT152 | [18 empty] | 0 | [60 empty] | -1 | 0 | bar: 14
[6 empty] | DMT152 | [14 empty] | 3040 | 3040 | 0 | bar: 1
| Note: |  | Selections in bold are included in the prices of the basic versions.
|  | • | Selections in italic are available at an extra price.
| Links: |  | User guide
Datasheet
Technical drawing
Vaisala.com product page
Services (online store)
| accessory |  |  |  | item code
| Cable, Instrumentation M8/4(F)-Open, 4x0.25mm2, 2m, PVC, Snap in, BLK |  |  |  | 211598 | [15 empty] | 27 | 27
| Plug Kit Plug G 1/2 with Seal |  |  |  | 218773 | [15 empty] | 60 | 60
| Plastic Case + Fillings 222 x 145 x 40 |  |  |  | 218964SP | [15 empty] | 78 | 78
| USB Service Cable M8-4F, RS485 |  |  |  | 219690 | [15 empty] | 162 | 162
| MI70 Connection Cable with M8-4F Connector |  |  |  | 219980SP | [15 empty] | 232 | 232
| Mesh Filter 18um + washer Stainless Steel |  |  |  | 220957SP | [15 empty] | 87 | 87
| Sealing ring set, 3 pcs D21/28x1,5 Cu ISO 1/2" |  |  |  | 221524SP | [15 empty] | 31 | 31
| Sealing ring set, 3 pcs D19/25x1,5 Cu UNF 3/4-16 |  |  |  | 221563SP | [15 empty] | 42 | 42
| Plug 1/2 Tapered Thread CL- 2611-1/2 KK |  |  |  | 222507 | [15 empty] | 60 | 60
| NW40 Flange DMT152 |  |  |  | 225220SP | [15 empty] | 126 | 126
| Shielded Cable, M8-4F - Open wires, 3 m |  |  |  | 225229SP | [15 empty] | 90 | 90
| Shielded Cable, M8-4F - Open wires, 1.5 m |  |  |  | 225777SP | [15 empty] | 78 | 78
| FEP Connection Cable, M8-4F - Open wires, 3 m |  |  |  | 226902SP | [15 empty] | 175 | 175
| Shielded Cable, 1.5 m SAC-4-P-1.5-PUR/M 8FR SH |  |  |  | 231519SP | [15 empty] | 133 | 133
| Connection Cable, M8-4F 90° - open wires, 3 m |  |  |  | 231520SP | [15 empty] | 173 | 173
| Shielded Cable, 5 m SAC-4-P-5.0-PUR/M 8FR SH |  |  |  | 231521SP | [15 empty] | 193 | 193
| Connection Cable, M8-4F 90° - Open wires, 10 m |  |  |  | 231522SP | [15 empty] | 225 | 225
| Shielded Cable, M8-4F - Open wires, 20 m |  |  |  | 235859SP | [15 empty] | 284 | 284
| Shielded Cable, M8-4F - Open wires, 15 m |  |  |  | 236407SP | [15 empty] | 236 | 236
| Flat cable, M8-4(M) - M8-4(F), 1m |  |  |  | CBL210649SP | [15 empty] | 116 | 116
| Splitter cable for probes, 2 x M8-4M - M8-4M, 0.22 m |  |  |  | CBL210834SP | [15 empty] | 53 | 53
| Cooling/Venting Coil for Sampling Cell |  |  |  | DMCOILSP | [15 empty] | 496 | 496
| Sampling Cell DMT242SC with Female Connectors, inlet G3/8" & outlet G1/4" ISO |  |  |  | DMT242SC | [15 empty] | 162 | 162
| Sampling Cell DMT242SC2 with Swagelok Connectors for 1/4" Tubing |  |  |  | DMT242SC2 | [15 empty] | 252 | 252
| Two Pressure Sampling Cell |  |  |  | DSC74BSP | [15 empty] | 425 | 425
| Two Pressure Sampling Cell with Coil |  |  |  | DSC74CSP | [15 empty] | 729 | 729
| Service Kit for DSC74 Sampling Cells |  |  |  | DSC74SERVICEKIT | [15 empty] | 74 | 74
| Sampling Cell with Quick Connector and Leak Screw |  |  |  | DSC74SP | [15 empty] | 177 | 177
| Connection Cable, M8-4F - Open Wires, 0.32 m |  |  |  | HMP50Z032SP | [15 empty] | 42 | 42
| Connection Cable, M8-4F - Open Wires, 10 m |  |  |  | HMP50Z1000SP | [15 empty] | 175 | 175
| Shielded Cable, 1.20m 4-pin M8 Female Straight |  |  |  | HMP50Z120 | [15 empty] | 59 | 59
| Connection Cable, M8-4F - Open Wires, 3 m |  |  |  | HMP50Z300SP | [15 empty] | 67 | 67
| Connection Cable, M8-4F - Open Wires, 5 m |  |  |  | HMP50Z500SP | [15 empty] | 87 | 87
| LED Cable, 3.0m, 4-pin M8 Female angle |  |  |  | MP300LEDCBL | [15 empty] | 87 | 87
| Power Supply Module |  |  |  | POWER-1 | [15 empty] | 439 | 439
| Service |  |  |  | item code
| Services for DMT152 |  |  |  | DMT152SERVICES
A
B
C
D
1
0
B
C
D
E
2
A
B
C
D
E
X
Y
1
2
3
A
B
C
D
E
X
Y
1
2
0
1
X
A
0
1
2
3
4
5
6
0
1
2
3
4
5
0
D
E
F
G
H
J
K
A
D
1
2
A
X

## DMT143
[22 empty] | Select grey column and press delete to clear selections => |  |  | TRUE
TRUE
|  |  |  | Price valid from: 2025-04-23 |  | Back to Index | [18 empty] | FALSE
[96 empty] | 1 AND 2 AND 3 AND 4 AND 5 AND 6 | 1 AND 2 AND 3 | 1 AND 2 AND 3 | 1 AND 2 AND 3 | 1 AND 2 AND 3
DMT143
| Miniature Dew Point Transmitter | [19 empty] | 0%
[5 empty] | Sparepart | Not valid Configuration | 1 | 2 | 3 | 4 | 5 | 6 | 7 | 8 | 9 | 10 | 11 | 12 | 13 | List Price (CAD) | Discounted
|  | Miniature Dew Point Transmitter |  |  |  | DMT143 | [13 empty] | 2145 | 2145 | Status | Selected | 0 | 0 | 0 | 0 | 0 | 0 | 0 | 0 | 0 | 0 | 0 | 0 | 0 | 0 | 0 | 0 | 0 | 0 | 0 | 0 | 0 | 0 | 0 | 0 | 0 | 0 | 0 | 0 | 0 | 0 | 0 | 0 | 0 | 0 | 0 | 0 | 0 | 0 | 0 | 0 | 0 | 0 | 0 | 0 | 0 | 0 | 0 | 0 | 0 | 0 | 0 | 0 | 0 | 0 | 0 | 0 | 0 | 0 | 0 | 0 | 0 | 0 | 0 | 0 | 0 | 0 | 0 | 0 | 0 | 0 | 0 | 0 | 0 | 0 | 0 | 0 | 0 | bar: 1 to 4
hardware | 1 | Mechanical Connection |  | ISO G1/2" Probe with DRYCAP®180D Sensor | [17 empty] | 0 |  | 0 | -1 | -1 | -1 | -1 | -1 | -1 | -1 | bar: 1 to 4
|  |  | • | ISO G1/2" Long Probe with DRYCAP180M Sensor | [15 empty] | 807 | 807 | 0 |  | -1 | 0 | -1 | -1 | -1 | -1 | -1 | -1 | bar: 1 to 4
|  |  |  | NPT 1/2" Probe with DRYCAP®180D Sensor | [17 empty] | 0 |  | -1 | -1 | 0 | -1 | -1 | -1 | -1 | -1 | bar: 1 to 4
|  |  | • | NPT1/2" Long Probe with DRYCAP180M Sensor | [15 empty] | 807 | 807 | 0 |  | -1 | -1 | -1 | 0 | -1 | -1 | -1 | -1 | bar: 1 to 4
|  |  | • | ISO G1/2" Long Probe with DRYCAP180S Sensor | [15 empty] | 807 | 807 | 0 |  | -1 | -1 | -1 | -1 | 0 | -1 | -1 | -1 | bar: 1 to 4
|  |  | • | NPT1/2" Long Probe with DRYCAP180S Sensor | [15 empty] | 807 | 807 | 0 |  | -1 | -1 | -1 | -1 | -1 | 0 | -1 | -1 | bar: 1 to 4
|  |  |  | UNF 3/4"-16 Probe with DRYCAP®180D Sensor | [17 empty] | 0 |  | -1 | -1 | -1 | -1 | -1 | -1 | 0 | -1 | bar: 1 to 4
|  |  |  | UNF 5/8"-18 Probe with DRYCAP®180D Sensor | [17 empty] | 0 |  | -1 | -1 | -1 | -1 | -1 | -1 | -1 | 0 | bar: 1 to 4
settings | 2 | Digital Interface |  | Digital Output RS-485 | [17 empty] | 0 | [9 empty] | 0 | -1 | -1 | bar: 1 to 4
|  |  |  | RS-485 MODBUS RTU output |  |  | 2: 2 |  |  | 0 | [9 empty] | -1 | 0 | -1
|  |  |  | RS-485 MODBUS RTU output 19200 N 8 1 |  |  | 2: 3 |  |  | 0 | [9 empty] | -1 | -1 | 0
| 3 | Analog Signal Output |  | None (Digital Output) |  |  | 3: 0 |  |  | 0 | [12 empty] | 0 | -1 | -1 | -1 | -1 | -1 | -1 | -1 | -1
|  |  |  | 0...1 V, 1.1 V error state | [17 empty] | 0 |  |  | -1 |  | -1 | -1 | -1 | -1 | -1 |  |  |  | -1 | 0 | -1 | -1 | -1 | -1 | -1 | -1 | -1 | bar: 3 to 4
|  |  |  | 0...5 V, 5.5 V error state | [17 empty] | 0 |  |  | -1 |  | -1 | -1 | -1 | -1 | -1 |  |  |  | -1 | -1 | 0 | -1 | -1 | -1 | -1 | -1 | -1 | bar: 1 to 4
|  |  |  | 4...20 mA, 3.6 mA error state | [17 empty] | 0 | [12 empty] | -1 | -1 | -1 | 0 | -1 | -1 | -1 | -1 | -1 | bar: 3 to 4
|  |  |  | 1...5 V, 5.5 V error state | [17 empty] | 0 |  |  | -1 |  | -1 | -1 | -1 | -1 | -1 |  |  |  | -1 | -1 | -1 | -1 | 0 | -1 | -1 | -1 | -1 | bar: 1 to 4
|  |  |  | 0...1 V, 0 V error state | [17 empty] | 0 |  |  | -1 |  | -1 | -1 | -1 | -1 | -1 |  |  |  | -1 | -1 | -1 | -1 | -1 | 0 | -1 | -1 | -1 | bar: 3 to 4
|  |  |  | 0...5V, 0 V error state | [17 empty] | 0 |  |  | -1 |  | -1 | -1 | -1 | -1 | -1 |  |  |  | -1 | -1 | -1 | -1 | -1 | -1 | 0 | -1 | -1 | bar: 1 to 4
|  |  |  | 4...20 mA, 0 mA error state | [17 empty] | 0 | [12 empty] | -1 | -1 | -1 | -1 | -1 | -1 | -1 | 0 | -1 | bar: 3 to 4
|  |  |  | 1...5 V, 0 V error state | [17 empty] | 0 |  |  | -1 |  | -1 | -1 | -1 | -1 | -1 |  |  |  | -1 | -1 | -1 | -1 | -1 | -1 | -1 | -1 | 0 | bar: 1 to 4
| 4 | Analog Output Scaling |  | None |  |  | 4: 0 |  |  | 0 | [21 empty] | 0 | -1 | -1 | -1 | -1 | -1 | -1 | -1 | -1 | -1 | -1 | -1 | -1
|  |  |  | -80...+20 °C Td | [17 empty] | 0 | [12 empty] | -1 | [8 empty] | -1 | 0 | -1 | -1 | -1 | -1 | -1 | -1 | -1 | -1 | -1 | -1 | -1 | bar: 4
|  |  |  | -80...+20 °C Tda, ambient P |  |  | 4: 2 |  |  | 0 | [12 empty] | -1 | [8 empty] | -1 | -1 | 0 | -1 | -1 | -1 | -1 | -1 | -1 | -1 | -1 | -1 | -1
|  |  |  | 0...1000 ppmv |  |  | 4: 3 |  |  | 0 | [12 empty] | -1 | [8 empty] | -1 | -1 | -1 | 0 | -1 | -1 | -1 | -1 | -1 | -1 | -1 | -1 | -1
|  |  |  | 0...5000 ppmv |  |  | 4: 4 |  |  | 0 | [12 empty] | -1 | [8 empty] | -1 | -1 | -1 | -1 | 0 | -1 | -1 | -1 | -1 | -1 | -1 | -1 | -1
|  |  |  | -60...+60 °C Td | [17 empty] | 0 | [12 empty] | -1 | [8 empty] | -1 | -1 | -1 | -1 | -1 | 0 | -1 | -1 | -1 | -1 | -1 | -1 | -1 | bar: 4
|  |  |  | -50...+50 °C Td | [17 empty] | 0 | [12 empty] | -1 | [8 empty] | -1 | -1 | -1 | -1 | -1 | -1 | 0 | -1 | -1 | -1 | -1 | -1 | -1 | bar: 1 to 4
|  |  |  | -40...+60 °C Td | [17 empty] | 0 | [12 empty] | -1 | [8 empty] | -1 | -1 | -1 | -1 | -1 | -1 | -1 | 0 | -1 | -1 | -1 | -1 | -1 | bar: 4
|  |  |  | -70...+60 °C Td | [17 empty] | 0 | [12 empty] | -1 | [8 empty] | -1 | -1 | -1 | -1 | -1 | -1 | -1 | -1 | 0 | -1 | -1 | -1 | -1 | bar: 1 to 4
|  |  |  | -100...+20 °C Td | [17 empty] | 0 | [12 empty] | -1 | [8 empty] | -1 | -1 | -1 | -1 | -1 | -1 | -1 | -1 | -1 | 0 | -1 | -1 | -1 | bar: 4
|  |  |  | free scaling ppm, please define: | [17 empty] | 0 | [12 empty] | -1 | [8 empty] | -1 | -1 | -1 | -1 | -1 | -1 | -1 | -1 | -1 | -1 | 0 | -1 | -1 | bar: 1 to 4
|  |  |  | free scaling Td °F, please define: | [17 empty] | 0 | [12 empty] | -1 | [8 empty] | -1 | -1 | -1 | -1 | -1 | -1 | -1 | -1 | -1 | -1 | -1 | 0 | -1 | bar: 4
|  |  |  | free scaling Td °C, please define: | [17 empty] | 0 | [12 empty] | -1 | [8 empty] | -1 | -1 | -1 | -1 | -1 | -1 | -1 | -1 | -1 | -1 | -1 | -1 | 0 | bar: 1 to 4
| 5 | Alarm LED Setpoint |  | Off, only fault indication | [17 empty] | 0 | [34 empty] | 0 | -1 | -1 | -1 | -1 | -1 | -1 | bar: 1 to 5
|  |  |  | -40 °C Td | [17 empty] | 0 | [34 empty] | -1 | 0 | -1 | -1 | -1 | -1 | -1 | bar: 5
|  |  |  | -20 °C Td | [17 empty] | 0 | [34 empty] | -1 | -1 | 0 | -1 | -1 | -1 | -1 | bar: 1 to 5
|  |  |  | -10 °C Td | [17 empty] | 0 | [34 empty] | -1 | -1 | -1 | 0 | -1 | -1 | -1 | bar: 5
|  |  |  | +3 °C Td | [17 empty] | 0 | [34 empty] | -1 | -1 | -1 | -1 | 0 | -1 | -1 | bar: 1 to 5
|  |  |  | Other value, please define: | [17 empty] | 0 | [34 empty] | -1 | -1 | -1 | -1 | -1 | 0 | -1 | bar: 5
|  |  |  | Deactivated, LED always off | [17 empty] | 0 | [34 empty] | -1 | -1 | -1 | -1 | -1 | -1 | 0 | bar: 1 to 5
| 6 | Process Gas |  | Process gas air | [17 empty] | 0 | [5 empty] | -1 | -1 | [34 empty] | 0 | -1 | -1 | bar: 1 to 4; 6
|  |  |  | Air, No Purge | [17 empty] | 0 | [41 empty] | -1 | 0 | -1 | bar: 6
|  |  |  | Air with Purge Interval 12h | [17 empty] | 0 | [41 empty] | -1 | -1 | 0 | bar: 1 to 4; 6
| 7 | Pressure Setting for Optimized Accuracy |  | 1 bar Absolute | [17 empty] | 0 | [44 empty] | 0 | -1 | -1 | -1 | -1 | bar: 1 to 4; 7
|  |  |  | 3 bar Absolute | [17 empty] | 0 | [44 empty] | -1 | 0 | -1 | -1 | -1 | bar: 7
|  |  |  | 5 bar Absolute | [17 empty] | 0 | [44 empty] | -1 | -1 | 0 | -1 | -1 | bar: 1 to 4; 7
|  |  |  | 7 bar Absolute | [17 empty] | 0 | [44 empty] | -1 | -1 | -1 | 0 | -1 | bar: 7
|  |  |  | Custom, max 50 bar, please specify: | [17 empty] | 0 | [44 empty] | -1 | -1 | -1 | -1 | 0 | bar: 1 to 4; 7
accessory | 8 | Cable |  | No Cable |  |  | 8: 0 |  |  | 0 | [49 empty] | 0 | -1 | -1 | -1 | -1 | -1 | -1
|  |  | • | Cable 0.3 m (1.0 ft) with Open Leads | HMP50Z032SP |  | 8: 2 | 24 | 24 | 0 | [49 empty] | -1 | 0 | -1 | -1 | -1 | -1 | -1
|  |  | • | Cable 3.0 m (9.8 ft) with Open Leads | HMP50Z300SP |  | 8: 3 | 49 | 49 | 0 | [49 empty] | -1 | -1 | 0 | -1 | -1 | -1 | -1
|  |  | • | Cable 5.0 m (16.4 ft) with Open Leads | HMP50Z500SP |  | 8: 4 | 74 | 74 | 0 | [49 empty] | -1 | -1 | -1 | 0 | -1 | -1 | -1
|  |  | • | Cable 10.0 m (32.8 ft) with Open Leads | HMP50Z1000SP |  | 8: 5 | 150 | 150 | 0 | [49 empty] | -1 | -1 | -1 | -1 | 0 | -1 | -1
|  |  | • | 1.5 m (4.9 ft) Heavy Duty Cable with Open Leads | 225777SP |  | 8: 6 | 69 | 69 | 0 | [49 empty] | -1 | -1 | -1 | -1 | -1 | 0 | -1
|  |  | • | 3.0 m (9.8 ft) Heavy Duty Cable with Open Leads | 225229SP |  | 8: 7 | 78 | 78 | 0 | [49 empty] | -1 | -1 | -1 | -1 | -1 | -1 | 0
hardware | 9 | Sensor Protection |  | Sintered Stainless Steel Filter for Long Probe | HM47280SP | [16 empty] | 0 |  | -1 |  | -1 | [52 empty] | 0 | -1 | -1 | bar: 1 to 9
|  |  |  | Standard sintered filter | DRW010335SP | [16 empty] | 0 |  |  | -1 |  | -1 | -1 | -1 | [49 empty] | -1 | 0 | -1 | bar: 9
|  |  |  | Steel grid for vacuum application | HM47453SP | [16 empty] | 0 | [56 empty] | -1 | -1 | 0 | bar: 1 to 9
accessory | 10 | Accessories ONLY for ISO1/2" Thread |  | No Accessories |  |  | 10: 0 |  |  | 0 | [59 empty] | 0 | -1 | -1 | -1 | -1 | -1 | -1 | -1 | -1 | -1
|  |  | • | Basic sampling cell | DMT242SC | [14 empty] | 147 | 147 | 0 |  |  |  | -1 | -1 |  | -1 | [52 empty] | -1 | 0 | -1 | -1 | -1 | -1 | -1 | -1 | -1 | -1 | bar: 10
|  |  | • | Sampling cell with 1/4" male connectors | DMT242SC2 |  | 10: 2 | 227 | 227 | 0 |  |  |  | -1 | -1 |  | -1 | [52 empty] | -1 | -1 | 0 | -1 | -1 | -1 | -1 | -1 | -1 | -1
|  |  | • | Sampling Cell DSC74 |  |  | 10: 3 | 197 | 197 | 0 |  |  |  | -1 | -1 |  | -1 | [52 empty] | -1 | -1 | -1 | 0 | -1 | -1 | -1 | -1 | -1 | -1
|  |  | • | Two Pressure Sampling Cell DSC74B | DSC74BSP |  | 10: 4 | 474 | 474 | 0 |  |  |  | -1 | -1 |  | -1 | [52 empty] | -1 | -1 | -1 | -1 | 0 | -1 | -1 | -1 | -1 | -1
|  |  | • | Two Pressure Sampling Cell with Coil DSC74C | DSC74CSP |  | 10: 5 | 810 | 810 | 0 |  |  |  | -1 | -1 |  | -1 | [52 empty] | -1 | -1 | -1 | -1 | -1 | 0 | -1 | -1 | -1 | -1
|  |  | • | Duct installation flange ISO G1/2" | DM240FASP |  | 10: 6 | 126 | 126 | 0 |  |  |  | -1 | -1 |  | -1 | [52 empty] | -1 | -1 | -1 | -1 | -1 | -1 | 0 | -1 | -1 | -1
|  |  | • | Mounting Nut, ISO G1/2" | MOUNTINGNUTSP |  | 10: 7 | 31 | 31 | 0 |  |  |  | -1 | -1 |  | -1 | [52 empty] | -1 | -1 | -1 | -1 | -1 | -1 | -1 | 0 | -1 | -1
|  |  | • | NPT 1/2" Adapter for Long Probe | 210662SP |  | 10: 8 | 27 | 27 | 0 |  | -1 |  | -1 | -1 |  | -1 | [52 empty] | -1 | -1 | -1 | -1 | -1 | -1 | -1 | -1 | 0 | -1
|  |  | • | Cable Adapter DMT242 to DMT143 | [15 empty] | 39 | 39 | 0 |  | -1 |  | -1 | [55 empty] | -1 | -1 | -1 | -1 | -1 | -1 | -1 | -1 | -1 | 0 | bar: 10
hardware | 11 | Package |  | Standard package for DMT143 | [17 empty] | 0 | [69 empty] | 0 | bar: 1 to 8; 10 to 11
| 12 | Identity |  | Vaisala identity | [17 empty] | 0 | [70 empty] | 0 | bar: 1 to 8; 10; 12
| 13 | User Guide Language |  | No User's Guide | [17 empty] | 0 | [71 empty] | 0 | -1 | bar: 1 to 8; 10; 13
|  |  |  | Multilingual guide | [17 empty] | 0 | [71 empty] | -1 | 0 | bar: 13
[6 empty] | DMT143 | [13 empty] | 2145 | 2145 | 0
| Note: |  | Selections in bold are included in the prices of the basic versions.
|  | • | Selections in italic are available at an extra price.
| Links: |  | User guide
Datasheet
Technical drawing
Vaisala.com product page
Services (online store)
| accessory |  |  |  | item code
| Pressure Fitting ISO 1/2 to NPT 1/2 |  |  |  | 210662SP | [14 empty] | 60 | 60
| Plug Kit Plug G 1/2 with Seal |  |  |  | 218773 | [14 empty] | 60 | 60
| Plastic Case + Fillings 222 x 145 x 40 |  |  |  | 218964SP | [14 empty] | 78 | 78
| USB Service Cable M8-4F, RS485 |  |  |  | 219690 | [14 empty] | 162 | 162
| MI70 Connection Cable with M8-4F Connector |  |  |  | 219980SP | [14 empty] | 232 | 232
| Sealing ring set, 3 pcs D 21,5/28,6 x2,3 U-seal |  |  |  | 221525SP | [14 empty] | 42 | 42
| Plug 1/2 Tapered Thread CL- 2611-1/2 KK |  |  |  | 222507 | [14 empty] | 60 | 60
| Shielded Cable, M8-4F - Open wires, 3 m |  |  |  | 225229SP | [14 empty] | 90 | 90
| Shielded Cable, M8-4F - Open wires, 1.5 m |  |  |  | 225777SP | [14 empty] | 78 | 78
| Loop Powered LED Display Nokeval 301 |  |  |  | 226476 | [14 empty] | 399 | 399
| FEP Connection Cable, M8-4F - Open wires, 3 m |  |  |  | 226902SP | [14 empty] | 175 | 175
| Shielded Cable, 1.5 m SAC-4-P-1.5-PUR/M 8FR SH |  |  |  | 231519SP | [14 empty] | 133 | 133
| Connection Cable, M8-4F 90° - open wires, 3 m |  |  |  | 231520SP | [14 empty] | 173 | 173
| Shielded Cable, 5 m SAC-4-P-5.0-PUR/M 8FR SH |  |  |  | 231521SP | [14 empty] | 193 | 193
| Connection Cable, M8-4F 90° - Open wires, 10 m |  |  |  | 231522SP | [14 empty] | 225 | 225
| Loop Powered LED Display Nokeval 302 |  |  |  | 234759 | [14 empty] | 454 | 454
| Shielded Cable, M8-4F - Open wires, 20 m |  |  |  | 235859SP | [14 empty] | 284 | 284
| Shielded Cable, M8-4F - Open wires, 15 m |  |  |  | 236407SP | [14 empty] | 236 | 236
| Cable Adapter DMT242 to DMT143 |  |  |  | 247890SP | [14 empty] | 49 | 49
| Flat cable, M8-4(M) - M8-4(F), 1m |  |  |  | CBL210649SP | [14 empty] | 116 | 116
| Splitter cable for probes, 2 x M8-4M - M8-4M, 0.22 m |  |  |  | CBL210834SP | [14 empty] | 53 | 53
| Installation Flange ISO1/2 |  |  |  | DM240FASP | [14 empty] | 126 | 126
| Cooling/Venting Coil for Sampling Cell |  |  |  | DMCOILSP | [14 empty] | 496 | 496
| Sampling Cell DMT242SC with Female Connectors, inlet G3/8" & outlet G1/4" ISO |  |  |  | DMT242SC | [14 empty] | 162 | 162
| Sampling Cell DMT242SC2 with Swagelok Connectors for 1/4" Tubing |  |  |  | DMT242SC2 | [14 empty] | 252 | 252
| Sintered Filter Ø12 x 20 |  |  |  | DRW010335SP | [14 empty] | 67 | 67
| Two Pressure Sampling Cell |  |  |  | DSC74BSP | [14 empty] | 425 | 425
| Two Pressure Sampling Cell with Coil |  |  |  | DSC74CSP | [14 empty] | 729 | 729
| Service Kit for DSC74 Sampling Cells |  |  |  | DSC74SERVICEKIT | [14 empty] | 74 | 74
| Sampling Cell with Quick Connector and Leak Screw |  |  |  | DSC74SP | [14 empty] | 177 | 177
| Sampling Cell UNF5/8 |  |  |  | DSC74UNF58SP | [14 empty] | 217 | 217
| Stainless Steel Filter |  |  |  | HM47453SP | [14 empty] | 123 | 123
| Connection Cable, M8-4F - Open Wires, 0.32 m |  |  |  | HMP50Z032SP | [14 empty] | 42 | 42
| Connection Cable, M8-4F - Open Wires, 10 m |  |  |  | HMP50Z1000SP | [14 empty] | 175 | 175
| Shielded Cable, 1.20m 4-pin M8 Female Straight |  |  |  | HMP50Z120 | [14 empty] | 59 | 59
| Connection Cable, M8-4F - Open Wires, 3 m |  |  |  | HMP50Z300SP | [14 empty] | 67 | 67
| Connection Cable, M8-4F - Open Wires, 5 m |  |  |  | HMP50Z500SP | [14 empty] | 87 | 87
| Mounting Nut, ISO G1/2" |  |  |  | MOUNTINGNUTSP | [14 empty] | 31 | 31
| Sampling Cell SC025NPT with Female Connectors, inlet 1/4"NPT & outlet 1/4"NPT |  |  |  | SC-025NPT | [14 empty] | 147 | 147
| Service |  |  |  | item code
| Services for DMT143L |  |  |  | DMT143LSERVICES
| Services for DMT143 |  |  |  | DMT143SERVICES
G
L
N
P
R
T
U
V
1
2
3
0
A
B
C
D
E
F
G
H
0
1
2
3
4
A
B
C
D
E
P
U
X
A
B
C
D
E
X
Z
1
E
F
A
B
C
D
X
0
2
3
4
5
6
7
1
A
S
0
1
2
3
4
5
6
7
8
A
A
S
A
X

## DMT132
Select grey cells and press delete to clear selections =>
|  |  |  | Price valid from: 2025-04-23 |  | Back to Index
DMT132
| Dewpoint Transmitter for Refrigerant Dryers | [15 empty] | 0%
[5 empty] | Sparepart | No configuration checking! | 1 | 2 | 3 | 4 | 5 | 6 | 7 | 8 | 9 | List Price (CAD) | Discounted | Item code
|  | Dewpoint Transmitter for Refrigerant Dryers |  |  |  | DMT132 | [9 empty] | 0 | 0 | bar: 1 to 9
settings | 1 | Parameter and Scaling 4...20mA | • | Dew Point, Scaling -20…+40°C (-4...104 °F) | [11 empty] | 823 | 823 | bar: 1 to 9
|  |  | • | Analog Output Scaling RH 0...100% | [11 empty] | 823 | 823 | bar: 1 to 9
|  |  | • | Dew Point, Free scaling °F | [11 empty] | 823 | 823 | bar: 1 to 9
|  |  | • | Dew Point, Free scaling °C | [11 empty] | 823 | 823 | bar: 1 to 9
|  |  | • | Dewpoint (Tdf) atm Free scaling °C | [11 empty] | 823 | 823 | bar: 1 to 9
|  |  | • | Dewpoint (Tdf) atm Free scaling °F | [11 empty] | 823 | 823 | bar: 1 to 9
| 2 | Pressure Setting for Optimized Accuracy and TD atm Calculation |  | 1 bar Absolute | bar: 1 to 9
|  |  |  | 3 bar Absolute |  |  | 2: 2
|  |  |  | 5 bar Absolute |  |  | 2: 3
|  |  |  | 7 bar Absolute |  |  | 2: 4
Custom Absolute Pressure Setting for Optimized Accuracy | bar: 1 to 9
| 3 | Error Signal Level |  | 3.8 mA Error Signal | bar: 1 to 9
22 mA Error Signal | bar: 3 to 9
hardware | 4 | Sensor Protection |  | Tube Filter PPS Grid with Holed Tube | [15 empty] | TRUE | bar: 1 to 9
accessory | 5 | Cable |  | No Cable |  |  | 5: 0
|  |  | • | 0.3 m (1.0 ft) M8 Shielded Cable with Open Wires | [11 empty] | 24 | 24 | bar: 5 to 9
|  |  | • | 3 m (9.8 ft) M8 Shielded Cable with Open Wires |  |  | 5: 2 | 59 | 59
|  |  | • | 5 m (16.4 ft) M8 Shielded Cable with Open Wires |  |  | 5: 3 | 74 | 74
|  |  | • | 10 m (32.8 ft) M8 Shielded Cable with Open Wires |  |  | 5: 4 | 150 | 150
settings | 6 | Limit LED (Port II) |  | No Led Indication | bar: 1 to 9
|  |  | • | LED with Dewpoint Setpoint +10 °C (+50 °F) | [11 empty] | 58 | 58 | bar: 6 to 9
|  |  | • | LED with Custom Dew Point Setpoint | [11 empty] | 58 | 58 | bar: 1 to 9
accessory | 7 | Installation Accessories |  | No Accessories |  |  | 7: 0
|  |  | • | NPT1/2" Adapter | [11 empty] | 59 | 59 | bar: 7 to 9
|  |  | • | Sampling Cell with Female Connectors, Inlet G3/8", Outlet G1/4" ISO |  |  | 7: 2 | 147 | 147
|  |  | • | Sampling Cell with Swagelok Connectors for 1/4" Tubing |  |  | 7: 3 | 227 | 227
|  |  | • | Sampling Cell with 1/4" and 1/2" Quick Connector and Leak Screw |  |  | 7: 4 | 177 | 177
|  |  | • | Two Pressure Sampling Cell |  |  | 7: 5 | 425 | 425
|  |  | • | Two Pressure Sampling Cell with Diffusion Coil |  |  | 7: 6 | 729 | 729
|  |  | • | Duct Installation Flange DM240FA |  |  | 7: 7 | 126 | 126
| 8 | User's Guide Language |  | No User's Guide | bar: 1 to 9
Quick Reference Guide DMT132 | bar: 8 to 9
| 9 | Special Features |  | No Special Features |  |  | 9: 0
[6 empty] | DMT132 | [9 empty] | 0 | 0 | bar: 1
| Note: |  | Selections in bold are included in the prices of the basic versions.
|  | • | Selections in italic are available at an extra price.
| Links: |  | User guide
Datasheet
Technical drawing
Vaisala.com product page
Services (online store)
| accessory |  |  |  | item code
| Pressure Fitting ISO 1/2 to NPT 1/2 |  |  |  | 210662SP | [10 empty] | 60 | 60
| Plug Kit Plug G 1/2 with Seal |  |  |  | 218773 | [10 empty] | 60 | 60
| USB Service Cable M8-4F, RS485 |  |  |  | 219690 | [10 empty] | 162 | 162
| MI70 Connection Cable with M8-4F Connector |  |  |  | 219980SP | [10 empty] | 232 | 232
| Sealing ring set, 3 pcs D 21,5/28,6 x2,3 U-seal |  |  |  | 221525SP | [10 empty] | 42 | 42
| Plug 1/2 Tapered Thread CL- 2611-1/2 KK |  |  |  | 222507 | [10 empty] | 60 | 60
| Shielded Cable, M8-4F - Open wires, 3 m |  |  |  | 225229SP | [10 empty] | 90 | 90
| Shielded Cable, M8-4F - Open wires, 1.5 m |  |  |  | 225777SP | [10 empty] | 78 | 78
| Loop Powered LED Display Nokeval 301 |  |  |  | 226476 | [10 empty] | 399 | 399
| FEP Connection Cable, M8-4F - Open wires, 3 m |  |  |  | 226902SP | [10 empty] | 175 | 175
| M8 LED Indicator Plug |  |  |  | 230388 | [10 empty] | 31 | 31
| Tube Filter PPS Grid with Holed Tube |  |  |  | 230602 | [10 empty] | 177 | 177
| Special Cover Set for HMK15 |  |  |  | 230914 | [10 empty] | 268 | 268
| Shielded Cable, 1.5 m SAC-4-P-1.5-PUR/M 8FR SH |  |  |  | 231519SP | [10 empty] | 133 | 133
| Connection Cable, M8-4F 90° - open wires, 3 m |  |  |  | 231520SP | [10 empty] | 173 | 173
| Shielded Cable, 5 m SAC-4-P-5.0-PUR/M 8FR SH |  |  |  | 231521SP | [10 empty] | 193 | 193
| Connection Cable, M8-4F 90° - Open wires, 10 m |  |  |  | 231522SP | [10 empty] | 225 | 225
| Shielded Cable, M8-4F - Open wires, 20 m |  |  |  | 235859SP | [10 empty] | 284 | 284
| Shielded Cable, M8-4F - Open wires, 15 m |  |  |  | 236407SP | [10 empty] | 236 | 236
| Flat cable, M8-4(M) - M8-4(F), 1m |  |  |  | CBL210649SP | [10 empty] | 116 | 116
| Splitter cable for probes, 2 x M8-4M - M8-4M, 0.22 m |  |  |  | CBL210834SP | [10 empty] | 53 | 53
| Installation Flange ISO1/2 |  |  |  | DM240FASP | [10 empty] | 126 | 126
| Cooling/Venting Coil for Sampling Cell |  |  |  | DMCOILSP | [10 empty] | 496 | 496
| Sampling Cell DMT242SC with Female Connectors, inlet G3/8" & outlet G1/4" ISO |  |  |  | DMT242SC | [10 empty] | 162 | 162
| Sampling Cell DMT242SC2 with Swagelok Connectors for 1/4" Tubing |  |  |  | DMT242SC2 | [10 empty] | 252 | 252
| Two Pressure Sampling Cell |  |  |  | DSC74BSP | [10 empty] | 425 | 425
| Two Pressure Sampling Cell with Coil |  |  |  | DSC74CSP | [10 empty] | 729 | 729
| Service Kit for DSC74 Sampling Cells |  |  |  | DSC74SERVICEKIT | [10 empty] | 74 | 74
| Sampling Cell with Quick Connector and Leak Screw |  |  |  | DSC74SP | [10 empty] | 177 | 177
| Connection Cable, M8-4F - Open Wires, 0.32 m |  |  |  | HMP50Z032SP | [10 empty] | 42 | 42
| Connection Cable, M8-4F - Open Wires, 10 m |  |  |  | HMP50Z1000SP | [10 empty] | 175 | 175
| Shielded Cable, 1.20m 4-pin M8 Female Straight |  |  |  | HMP50Z120 | [10 empty] | 59 | 59
| Connection Cable, M8-4F - Open Wires, 3 m |  |  |  | HMP50Z300SP | [10 empty] | 67 | 67
| Connection Cable, M8-4F - Open Wires, 5 m |  |  |  | HMP50Z500SP | [10 empty] | 87 | 87
| HUMICAP180R |  |  |  | HUMICAP180R | [10 empty] | 223 | 223
| Service |  |  |  | item code
| Services for DMT132 |  |  |  | DMT132SERVICES
A
B
W
X
Y
Z
1
2
3
4
X
A
B
A
0
1
2
3
4
A
B
C
0
1
2
3
4
5
6
7
A
M
0

## DM70
[17 empty] | Select grey column and press delete to clear selections => |  |  | TRUE
TRUE
|  |  |  | Price valid from: 2025-04-23 |  | Back to Index | [13 empty] | FALSE
(1 AND 2) OR (1 AND 3) OR (1 AND 4) OR (1 AND 5) OR (1 AND 6) OR (1 AND 7) OR (1 AND 8)
DM70
| Handheld Dewpoint Meter for Spot-Checking Applications | [14 empty] | 0%
[5 empty] | Sparepart | Not valid Configuration | 1 | 2 | 3 | 4 | 5 | 6 | 7 | 8 | List Price (CAD) | Discounted
|  | Handheld Dewpoint Meter for Spot-Checking Applications |  |  |  | DM70 | [8 empty] | 0 | 0 | Status | Selected | 0 | 0 | 0 | 0 | 0 | 0 | 0 | 0 | 0 | 0 | 0 | 0 | 0 | 0 | 0 | 0 | 0 | 0 | 0 | 0 | 0 | 0 | 0 | 0 | 0 | 0 | 0 | 0 | 0 | 0 | 0 | 0 | 0 | 0 | 0 | 0 | 0 | 0
hardware | 1 | Indicator Type |  | No Indicator, Probe Only | [12 empty] | 0 |  | 0 | -1 | -1 | -1 | -1 | -1 | -1 | -1 | bar: 1 to 8
|  |  | • | Rechargeable Indicator with Euro AC Adapter | [10 empty] | 1438 | 1438 | 0 |  | -1 | 0 | -1 | -1 | -1 | -1 | -1 | -1 | bar: 1 to 8
|  |  | • | Rechargeable Indicator with UK AC Adapter | [10 empty] | 1438 | 1438 | 0 |  | -1 | -1 | 0 | -1 | -1 | -1 | -1 | -1 | bar: 1 to 8
|  |  | • | Rechargeable Indicator with US AC Adapter | [10 empty] | 1438 | 1438 | 0 |  | -1 | -1 | -1 | 0 | -1 | -1 | -1 | -1 | bar: 1 to 8
|  |  | • | Rechargeable Indicator with AUS AC Adapter | [10 empty] | 1438 | 1438 | 0 |  | -1 | -1 | -1 | -1 | 0 | -1 | -1 | -1 | bar: 1 to 8
|  |  | • | Rechargeable Indicator with all AC Adapters | [10 empty] | 1438 | 1438 | 0 |  | -1 | -1 | -1 | -1 | -1 | 0 | -1 | -1 | bar: 1 to 8
|  |  | • | Rechargeable Indicator with JP AC Adapter | [10 empty] | 1438 | 1438 | 0 |  | -1 | -1 | -1 | -1 | -1 | -1 | 0 | -1 | bar: 1 to 8
|  |  | • | Indicator with Alkaline Batteries | [10 empty] | 1344 | 1344 | 0 |  | -1 | -1 | -1 | -1 | -1 | -1 | -1 | 0 | bar: 1 to 8
accessory | 2 | Indicator Accessories |  | No Accessories |  |  | 2: 0 |  |  | 0 | [9 empty] | 0 | -1 | -1 | -1 | -1 | -1
|  |  | • | MI70LINK Software with RS-232 cable | [10 empty] | 153 | 153 | 0 | [9 empty] | -1 | 0 | -1 | -1 | -1 | -1 | bar: 2 to 8
|  |  | • | Analog Output-signal Cable |  |  | 2: 2 | 81 | 81 | 0 | [9 empty] | -1 | -1 | 0 | -1 | -1 | -1
|  |  | • | MI70LINK with RS232 cable (D9 connector) and Analog output cable (0-1 V) |  |  | 2: 3 | 241 | 241 | 0 | [9 empty] | -1 | -1 | -1 | 0 | -1 | -1
|  |  |  | Software Interface Kit |  |  | 2: 4 |  |  | 0 | [9 empty] | -1 | -1 | -1 | -1 | 0 | -1 | [18 empty] | -1
|  |  | • | MI70 USB Connection Cable |  |  | 2: 5 | 212 | 212 | 0 | [9 empty] | -1 | -1 | -1 | -1 | -1 | 0
hardware | 3 | Probe Type | • | Probe for Dew Points -50…+60°C (-58...+140°F), DMP74A | [10 empty] | 3274 | 3274 | 0 | [15 empty] | 0 | -1 | -1 | bar: 1 to 8
|  |  | • | Probe for Dew Points -70…+30°C (-94...+86°F), DMP74B | [10 empty] | 3274 | 3274 | 0 | [15 empty] | -1 | 0 | -1 | bar: 3 to 8
|  |  | • | Probe for Dew Points -50…+20°C (-58...+68°F) (for SF6 gas only), DMP74C | [10 empty] | 4596 | 4596 | 0 | [15 empty] | -1 | -1 | 0 | bar: 1 to 8
accessory | 4 | Probe Accessories |  | No Accessories |  |  | 4: 0 |  |  | 0 | [18 empty] | 0 | -1 | -1 | -1 | -1 | -1 | -1
|  |  | • | Sampling Cell DSC74 | [10 empty] | 197 | 197 | 0 | [18 empty] | -1 | 0 | -1 | -1 | -1 | -1 | -1 | [8 empty] | -1 | bar: 4 to 8
|  |  | • | DSS70A Portable Sampling System |  |  | 4: 2 | 4046 | 4046 | 0 | [8 empty] | -1 | [9 empty] | -1 | -1 | 0 | -1 | -1 | -1 | -1 | [8 empty] | -1
|  |  | • | Sampling Cell DMT242SC with Female Connectors, inlet G3/8" & outlet G1/4" ISO |  |  | 4: 3 | 162 | 162 | 0 | [18 empty] | -1 | -1 | -1 | 0 | -1 | -1 | -1
|  |  | • | Sampling Cell DMT242SC2 with Swagelok Connectors for 1/4" Tubing |  |  | 4: 4 | 252 | 252 | 0 | [18 empty] | -1 | -1 | -1 | -1 | 0 | -1 | -1
|  |  | • | Two Pressure Sampling Cell DSC74B | DSC74BSP |  | 4: 5 | 474 | 474 | 0 | [18 empty] | -1 | -1 | -1 | -1 | -1 | 0 | -1 | [8 empty] | -1
|  |  | • | Two Pressure Sampling Cell with Coil DSC74C | DSC74CSP |  | 4: 6 | 810 | 810 | 0 | [18 empty] | -1 | -1 | -1 | -1 | -1 | -1 | 0 | [8 empty] | -1
| 5 | Connection Cable to a Transmitter |  | No Cable | [12 empty] | 0 | [25 empty] | 0 | -1 | -1 | -1 | -1 | -1 | bar: 1 to 8
|  |  | • | MI70 Connection Cable For DMT242 | [10 empty] | 90 | 90 | 0 | [25 empty] | -1 | 0 | -1 | -1 | -1 | -1 | bar: 5 to 8
|  |  | • | MI70 Connection Cable for HMP230 Series | [10 empty] | 100 | 100 | 0 | [25 empty] | -1 | -1 | 0 | -1 | -1 | -1 | bar: 1 to 8
|  |  | • | MI70 Connection Cable for HMT/DMT/MMT/PTB330 and HMT120/130-series | [10 empty] | 101 | 101 | 0 | [25 empty] | -1 | -1 | -1 | 0 | -1 | -1 | bar: 5 to 8
|  |  | • | MI70 Connection Cable for HMW90, DMT152/MMT162 | [10 empty] | 232 | 232 | 0 | [25 empty] | -1 | -1 | -1 | -1 | 0 | -1 | bar: 1 to 8
|  |  | • | Connection cables to DMT340 & DMP248 & DMT242 | [10 empty] | 246 | 246 | 0 | [25 empty] | -1 | -1 | -1 | -1 | -1 | 0 | bar: 5 to 8
| 6 | Carrying Case |  | No Carrying Case |  |  | 6: 0 |  |  | 0 | [31 empty] | 0 | -1 | -1
|  |  | • | Weatherproof Carrying Case |  |  | 6: 3 | 558 | 558 | 0 | [20 empty] | -1 | [10 empty] | -1 | 0 | -1
|  |  | • | Soft Carrying Case for Short Probe |  |  | 6: 4 | 142 | 142 | 0 | [31 empty] | -1 | -1 | 0 |  |  |  |  | -1
| 7 | Manual Language |  | No User's Guide | [12 empty] | 0 | [34 empty] | 0 | -1 | bar: 1 to 8
|  |  |  | Multilingual Quick Guide for DM70 | [12 empty] | 0 | [34 empty] | -1 | 0 | bar: 7 to 8
| 8 | Special Features |  | Vaisala | [12 empty] | 0 | [36 empty] | 0 | -1 | bar: 1 to 8
|  |  |  | Sanghai U-Belt private label |  |  | 8: 4 |  |  | 0 | [15 empty] | -1 |  | -1 | [18 empty] | -1 | 0
[6 empty] | DM70 | [8 empty] | 0 | 0 | 0
| Note: |  | Selections in bold are included in the prices of the basic versions.
|  | • | Selections in italic are available at an extra price.
| Links: |  | User guide
Datasheet
Technical drawing
Vaisala.com product page
Services (online store)
| accessory |  |  |  | item code
| Inline Filter 7u F-S SS-4F-7 |  |  |  | 210801 | [9 empty] | 333 | 333
| MI70 Connection Cable for HMT/DMT/MMT/PTB330 and HMT120/130-series |  |  |  | 211339 | [9 empty] | 101 | 101
| MI70 Connection Cable for DMT142 |  |  |  | 211917ZZ | [9 empty] | 185 | 185
| Probe Extension Cable 10m |  |  |  | 213107SP | [9 empty] | 123 | 123
| MI70 USB Connection Cable |  |  |  | 219687 | [9 empty] | 212 | 212
| MI70 Connection Cable with M8-4F Connector |  |  |  | 219980SP | [9 empty] | 232 | 232
| Battery, NiMH 4.8V HM47438 |  |  |  | 26755 | [9 empty] | 74 | 74
| MI70 Connection Cable for HMP230 Series |  |  |  | 27159ZZ | [9 empty] | 100 | 100
| MI70 Connection Cable For DMT242 |  |  |  | 27160ZZ | [9 empty] | 90 | 90
| Analog Output-signal Cable |  |  |  | 27168ZZ | [9 empty] | 81 | 81
| Installation Flange ISO1/2 |  |  |  | DM240FASP | [9 empty] | 126 | 126
| Cooling/Venting Coil for Sampling Cell |  |  |  | DMCOILSP | [9 empty] | 496 | 496
| Sampling Cell DMT242SC with Female Connectors, inlet G3/8" & outlet G1/4" ISO |  |  |  | DMT242SC | [9 empty] | 162 | 162
| Sampling Cell DMT242SC2 with Swagelok Connectors for 1/4" Tubing |  |  |  | DMT242SC2 | [9 empty] | 252 | 252
| Two Pressure Sampling Cell |  |  |  | DSC74BSP | [9 empty] | 425 | 425
| Two Pressure Sampling Cell with Coil |  |  |  | DSC74CSP | [9 empty] | 729 | 729
| Service Kit for DSC74 Sampling Cells |  |  |  | DSC74SERVICEKIT | [9 empty] | 74 | 74
| Sampling Cell with Quick Connector and Leak Screw |  |  |  | DSC74SP | [9 empty] | 177 | 177
| Portable sampling system includes filter, sample pump and carrying case |  |  |  | DSS70A | [9 empty] | 3826 | 3826
| Battery + Fastening Tape in bag |  |  |  | DSS70BAT | [9 empty] | 360 | 360
| Sintered Stainless Steel Filter, Female Thread |  |  |  | HM47280SP | [9 empty] | 87 | 87
| AC-adapter for MI70 Indicator, all Plugs |  |  |  | MI70ALLADAPTER | [9 empty] | 173 | 173
| AC-adapter for MI70 Indicator, AUS Plug |  |  |  | MI70AUSADAPTER | [9 empty] | 121 | 121
| Plastic Case HPRC2400 |  |  |  | MI70CASE3 | [9 empty] | 558 | 558
| AC-adapter for MI70 Indicator, EURO Plug |  |  |  | MI70EUROADAPTER | [9 empty] | 121 | 121
| MI70LINK Software with RS-232 cable |  |  |  | MI70LINK | [9 empty] | 153 | 153
| MI70 Case for Short Probes |  |  |  | MI70SOFTCASE | [9 empty] | 142 | 142
| AC-adapter for MI70 Indicator, UK Plug |  |  |  | MI70UKADAPTER | [9 empty] | 121 | 121
| AC-adapter for MI70 Indicator, US Plug |  |  |  | MI70USADAPTER | [9 empty] | 121 | 121
| Service |  |  |  | item code
| Services for DMP74A |  |  |  | DMP74ASERVICES
| Services for DMP74B |  |  |  | DMP74BSERVICES
| Services for DMP74C |  |  |  | DMP74CSERVICES
| Services for MI70 |  |  |  | MI70SERVICES
A
B
C
D
E
F
J
K
0
1
2
3
4
5
A
B
C
0
1
2
3
4
5
6
A
B
C
E
F
M
0
3
4
A
B
1
4

## INDIGO520
[19 empty] | Select grey column and press delete to clear selections => |  |  | TRUE
TRUE
|  |  |  | Price valid from: 2025-04-23 |  | Back to Index | [15 empty] | FALSE
INDIGO520
| INDIGO520 Transmitter | [16 empty] | 0%
[5 empty] | Sparepart | Not valid Configuration | 1 | 2 | 3 | 4 | 5 | 6 | 7 | 8 | 9 | 10 | List Price (CAD) | Discounted
|  | INDIGO520 Transmitter |  |  |  | INDIGO520 | [10 empty] | 0 | 0 | Status | Selected | 0 | 0 | 0 | 0 | 0 | 0 | 0 | 0 | 0 | 0 | 0 | 0 | 0 | 0 | 0 | 0 | 0 | 0 | 0 | 0 | 0 | 0 | 0 | 0 | 0 | 0 | 0 | 0 | 0 | 0 | 0 | 0 | 0 | 0 | 0 | 0 | 0 | 0 | 0 | 0 | 0 | 0 | 0 | 0 | 0 | 0 | 0 | 0 | 0 | 0 | 0 | 0 | bar: 1 to 6
hardware | 1 | Display | • | Display | [12 empty] | 1742 | 1742 | 0 |  | 0 | -1 | bar: 1 to 6
|  |  | • | No Display | [12 empty] | 1445 | 1445 | 0 |  | -1 | 0 | [41 empty] | -1 | bar: 1 to 6
| 2 | Power Supply and Output | • | 15...35VDC / 24VAC | [12 empty] | 140 | 140 | 0 |  |  |  | 0 | -1 | -1 | -1 | -1 | -1 | -1 | bar: 1 to 6
|  |  | • | Universal AC-Power (100...240 VAC), EUR Cord |  |  | 2: 2 | 536 | 536 | 0 |  |  |  | -1 | 0 | -1 | -1 | -1 | -1 | -1
|  |  | • | Universal AC-Power (100...240 VAC), US Cord |  |  | 2: 3 | 536 | 536 | 0 |  |  |  | -1 | -1 | 0 | -1 | -1 | -1 | -1
|  |  | • | Universal AC-Power (100...240 VAC), UK Cord |  |  | 2: 4 | 536 | 536 | 0 |  |  |  | -1 | -1 | -1 | 0 | -1 | -1 | -1
|  |  | • | Universal AC-Power (100...240 VAC), JP Cord |  |  | 2: 5 | 536 | 536 | 0 |  |  |  | -1 | -1 | -1 | -1 | 0 | -1 | -1
|  |  | • | Universal AC-Power (100...240 VAC), AUS Cord |  |  | 2: 6 | 536 | 536 | 0 |  |  |  | -1 | -1 | -1 | -1 | -1 | 0 | -1
|  |  |  | Power Over Ethernet, PoE Ethernet, PoE+ 802.3at |  |  | 2: 7 |  |  | 0 |  |  |  | -1 | -1 | -1 | -1 | -1 | -1 | 0
| 3 | Module | • | Barometer Module 500...1100hPa Class A | [12 empty] | 844 | 844 | 0 | [10 empty] | 0 | -1 | [32 empty] | -1 | bar: 1 to 6
|  |  |  | No Module | [14 empty] | 0 | [10 empty] | -1 | 0 | bar: 3 to 6
| 4 | Signal Cable Lead-through |  | Plugged Signal Cable Lead Throughs |  |  | 4: 0 |  |  | 0 |  |  |  |  | -1 | -1 | -1 | -1 | -1 | -1 |  |  | 0 | -1 | -1 | -1 | -1 | -1 | -1 | -1 | -1 | -1 | -1 | -1 | [20 empty] | -1
|  |  |  | Metal Cable Gland for 5-9 mm Cable | [14 empty] | 0 |  |  |  |  | -1 | -1 | -1 | -1 | -1 | -1 |  |  | -1 | 0 | -1 | -1 | -1 | -1 | -1 | -1 | -1 | -1 | -1 | -1 | [20 empty] | -1 | bar: 4 to 6
|  |  |  | Plugged / NPT 1/2" Conduit Fitting |  |  | 4: 2 |  |  | 0 |  |  |  |  | -1 | -1 | -1 | -1 | -1 | -1 |  |  | -1 | -1 | 0 | -1 | -1 | -1 | -1 | -1 | -1 | -1 | -1 | -1 | [20 empty] | -1
|  |  | • | Metal Cable Glands for 5-9 mm Cables (2 pcs) |  |  | 4: 3 | 41 | 41 | 0 | [9 empty] | -1 |  |  | -1 | -1 | -1 | 0 | -1 | -1 | -1 | -1 | -1 | -1 | -1 | -1 | [20 empty] | -1
|  |  | • | NPT 1/2" Conduit Fitting / NPT 1/2" Conduit Fitting |  |  | 4: 4 | 41 | 41 | 0 |  |  |  |  | -1 | -1 | -1 | -1 | -1 | -1 |  |  | -1 | -1 | -1 | -1 | 0 | -1 | -1 | -1 | -1 | -1 | -1 | -1 | [20 empty] | -1
|  |  | • | NPT 1/2" Conduit Fitting / Cable Gland (5-9 mm) |  |  | 4: 5 | 41 | 41 | 0 | [9 empty] | -1 |  |  | -1 | -1 | -1 | -1 | -1 | 0 | -1 | -1 | -1 | -1 | -1 | -1 | [20 empty] | -1
|  |  | • | Split Seal Cable Gland / Plugged |  |  | 4: 6 | 41 | 41 | 0 |  |  |  | -1 | -1 | -1 | -1 | -1 | -1 |  |  |  | -1 | -1 | -1 | -1 | -1 | -1 | 0 | -1 | -1 | -1 | -1 | -1 | [20 empty] | -1
|  |  | • | Split Seal Cable Gland / Cable Gland 5-9 mm) |  |  | 4: 7 | 58 | 58 | 0 | [9 empty] | -1 |  |  | -1 | -1 | -1 | -1 | -1 | -1 | -1 | 0 | -1 | -1 | -1 | -1 | [20 empty] | -1
|  |  | • | Split Seal Cable Gland / NPT 1/2" Conduit Fitting |  |  | 4: 8 | 58 | 58 | 0 |  |  |  |  | -1 | -1 | -1 | -1 | -1 | -1 |  |  | -1 | -1 | -1 | -1 | -1 | -1 | -1 | -1 | 0 | -1 | -1 | -1 | [20 empty] | -1
|  |  | • | Cable Gland Set, Plugged + All Lead-throughs |  |  | 4: 9 | 100 | 100 | 0 | [12 empty] | -1 | -1 | -1 | -1 | -1 | -1 | -1 | -1 | -1 | 0 | -1 | -1
|  |  | • | Cable Gland, Metal M20x1.5/6mm, 10.0 - 14.0mm, 2pcs | [12 empty] | 51 | 51 | 0 |  |  |  |  | -1 | -1 | -1 | -1 | -1 | -1 |  |  | -1 | -1 | -1 | -1 | -1 | -1 | -1 | -1 | -1 | -1 | 0 | -1 | [20 empty] | -1 | bar: 1 to 6
|  |  | • | Cable Gland, M20 4.0 - 9.0 mm 2pcs, and M20 plug + M20 10.0 - 14.0 mm gland | [12 empty] | 85 | 85 | 0 | [9 empty] | -1 |  |  | -1 | -1 | -1 | -1 | -1 | -1 | -1 | -1 | -1 | -1 | -1 | 0 | bar: 4 to 6
| 5 | Probe Cable Lead-through |  | Cable Gland for One Probe | [14 empty] | 0 | [24 empty] | 0 | -1 | -1 | -1 | -1 | [15 empty] | -1 | bar: 1 to 6
|  |  |  | Cable Glands for Two Probes | [14 empty] | 0 | [24 empty] | -1 | 0 | -1 | -1 | -1 | [15 empty] | -1 | bar: 5 to 6
|  |  |  | Cable Gland for One Probe 4-8mm | [14 empty] | 0 | [24 empty] | -1 | -1 | 0 | -1 | -1 | bar: 1 to 6
|  |  |  | Cable Glands for Two Probes 4-8mm | [14 empty] | 0 | [24 empty] | -1 | -1 | -1 | 0 | -1 | bar: 5 to 6
|  |  |  | Plugged Probe Cable Lead Throughs | [14 empty] | 0 | [24 empty] | -1 | -1 | -1 | -1 | 0 | [15 empty] | -1 | bar: 1 to 6
accessory | 6 | Probe Cable |  | No Probe Cable |  |  | 6: 0 |  |  | 0 | [29 empty] | 0 | -1 | -1 | -1 | -1 | -1 | -1 | -1 | -1 | -1 | -1
|  |  |  | Probe Cable 1m | CBL210896-1MSP | [13 empty] | 0 | [25 empty] | -1 | -1 | -1 | -1 | -1 | 0 | -1 | -1 | -1 | -1 | -1 | -1 | -1 | -1 | -1 |  |  |  |  | -1 | bar: 6
|  |  | • | Probe Cable 3m | CBL210896-3MSP |  | 6: 2 | 79 | 79 | 0 | [25 empty] | -1 | -1 | -1 | -1 | -1 | -1 | 0 | -1 | -1 | -1 | -1 | -1 | -1 | -1 | -1 |  |  |  |  | -1
|  |  | • | Probe Cable 5m | CBL210896-5MSP |  | 6: 3 | 100 | 100 | 0 | [25 empty] | -1 | -1 | -1 | -1 | -1 | -1 | -1 | 0 | -1 | -1 | -1 | -1 | -1 | -1 | -1 |  |  |  |  | -1
|  |  | • | Probe Cable 10m | CBL210896-10MSP |  | 6: 4 | 120 | 120 | 0 | [25 empty] | -1 | -1 | -1 | -1 | -1 | -1 | -1 | -1 | 0 | -1 | -1 | -1 | -1 | -1 | -1 |  |  |  |  | -1
|  |  | • | Probe Cable 1m, 2pcs |  |  | 6: 5 | 59 | 59 | 0 | [24 empty] | -1 |  | -1 | -1 | -1 | -1 | -1 | -1 | -1 | -1 | 0 | -1 | -1 | -1 | -1 | -1 |  |  |  |  | -1
|  |  | • | Probe Cable 3m, 2pcs |  |  | 6: 6 | 158 | 158 | 0 | [24 empty] | -1 |  | -1 | -1 | -1 | -1 | -1 | -1 | -1 | -1 | -1 | 0 | -1 | -1 | -1 | -1 |  |  |  |  | -1
|  |  | • | Probe Cable 5m, 2pcs |  |  | 6: 7 | 197 | 197 | 0 | [24 empty] | -1 |  | -1 | -1 | -1 | -1 | -1 | -1 | -1 | -1 | -1 | -1 | 0 | -1 | -1 | -1 |  |  |  |  | -1
|  |  | • | Probe Cable 10m, 2pcs |  |  | 6: 8 | 239 | 239 | 0 | [24 empty] | -1 |  | -1 | -1 | -1 | -1 | -1 | -1 | -1 | -1 | -1 | -1 | -1 | 0 | -1 | -1 |  |  |  |  | -1
|  |  |  | Probe Cable 0.2m | CBL210896-03MSP | [13 empty] | 0 | [26 empty] | -1 | -1 | -1 | -1 | -1 | -1 | -1 | -1 | -1 | -1 | -1 | -1 | 0 | -1 |  |  |  |  | -1 | bar: 6
|  |  | • | Probe Cable 0.2m, 2pcs | [12 empty] | 59 | 59 | 0 | [24 empty] | -1 |  | -1 | -1 | -1 | -1 | -1 | -1 | -1 | -1 | -1 | -1 | -1 | -1 | -1 | 0 |  |  |  |  | -1 | bar: 1 to 6
| 7 | Mounting | • | Retrofit Mounting Plate for HMT330, DMT340, PTU300, MMT330 | DRW252186SP | [11 empty] | 59 | 59 | 0 | [40 empty] | 0 | -1 | -1 |  | -1 | bar: 1 to 7
|  |  |  | MIK Kit Installation INDIGO500MIK must be ordered separately | [14 empty] | 0 | [40 empty] | -1 | 0 | -1 |  | -1 | bar: 7
|  |  |  | Standard mounting kit | [14 empty] | 0 | [40 empty] | -1 | -1 | 0 | bar: 1 to 7
settings | 8 | SW Configuration |  | Standard | [14 empty] | 0 | [43 empty] | 0 | -1 | -1 | bar: 1 to 8
|  |  | • | Support for POLARIS process refractometers enabled | [12 empty] | 1890 | 1890 | 0 | [43 empty] | -1 | 0 | -1 | bar: 8
|  |  | • | Custom | [12 empty] | 79 | 79 | 0 | [43 empty] | -1 | -1 | 0 | bar: 1 to 8
accessory | 9 | Documentation | • | Custom Label Text and Multilingual Quick Guide, please define (max 13 characters): | [12 empty] | 73 | 73 | 0 | [46 empty] | 0 | -1 | bar: 1 to 6; 8 to 9
|  |  |  | Multilingual Quick Guide | [14 empty] | 0 | [46 empty] | -1 | 0 | bar: 9
settings | 10 | Additional Features |  | Connect to customer's Vaisala Jade cloud account, North American Datacenter | [14 empty] | 0 | [48 empty] | 0 | -1 | -1 | -1 | -1 | bar: 1 to 7; 9 to 10
|  |  |  | Connect to customer's Vaisala Jade cloud account, European Datacenter | [14 empty] | 0 | [48 empty] | -1 | 0 | -1 | -1 | -1 | bar: 10
|  |  |  | Connect to other Vaisala Jade cloud account in North American Datacenter | [14 empty] | 0 | [48 empty] | -1 | -1 | 0 | -1 | -1 | bar: 1 to 7; 9 to 10
|  |  |  | Connect to other Vaisala Jade cloud account in European Datacenter | [14 empty] | 0 | [48 empty] | -1 | -1 | -1 | 0 | -1 | bar: 10
|  |  |  | None | [14 empty] | 0 | [48 empty] | -1 | -1 | -1 | -1 | 0 | bar: 1 to 7; 9 to 10
[6 empty] | INDIGO520 | [10 empty] | 0 | 0 | 0
| Note: |  | Selections in bold are included in the prices of the basic versions.
|  | • | Selections in italic are available at an extra price.
| Links: |  | User guide
Datasheet
Technical drawing
Vaisala.com product page
Services (online store)
| accessory |  |  |  | item code
| Conduit Fitting M20x1.5 for NPT1/2 Conduit |  |  |  | 214780SP | [11 empty] | 62 | 62
| Outdoor Installation kit (Weather shield) |  |  |  | 215109 | [11 empty] | 236 | 236
| Cable Gland MsNi, M20x1.5, split bushing |  |  |  | 262632SP | [11 empty] | 62 | 62
| Cable Gland MsNi, 20x1.5 5-9mm |  |  |  | ASM213670SP | [11 empty] | 62 | 62
| Cable Gland MsNi, 16x1.5 2-6mm |  |  |  | ASM213671SP | [11 empty] | 62 | 62
| Dummy Plug MsNi, 20x1.5 |  |  |  | ASM213672SP | [11 empty] | 42 | 42
| Dummy Plug MsNi, 16x1.5 |  |  |  | ASM213673SP | [11 empty] | 42 | 42
| Lead-through Set |  |  |  | ASM213814SP | [11 empty] | 162 | 162
| Spatter Guard for INDIGO520 |  |  |  | ASM214526 | [11 empty] | 773 | 773
| Cable Gland, Metal, M20x1.5mm, 10-14mm Spare Part |  |  |  | ASM215414SP | [11 empty] | 71 | 71
| Connection cable, M12-5F - open wires, 0.3 m |  |  |  | CBL210896-03MSP | [11 empty] | 76 | 76
| Connection cable, M12-5F - open wires, 10 m |  |  |  | CBL210896-10MSP | [11 empty] | 144 | 144
| Connection cable, M12-5F - open wires, 1 m |  |  |  | CBL210896-1MSP | [11 empty] | 81 | 81
| Connection cable, M12-5F - open wires, 3 m |  |  |  | CBL210896-3MSP | [11 empty] | 103 | 103
| Connection cable, M12-5F - open wires, 5 m |  |  |  | CBL210896-5MSP | [11 empty] | 123 | 123
| Adapter plate |  |  |  | DRW252186SP | [11 empty] | 81 | 81
| Wall-Mounted Humidity and Temperature Probe |  |  |  | HMP1 | [11 empty] | 1782 | 1782
| Relative Humidity and Temperature Probe for General Purpose |  |  |  | HMP3 | [11 empty] | 1922 | 1922
| Relative Humidity and Temperature Probe |  |  |  | HMP4 | [11 empty] | 3464 | 3464
| Relative Humidity and Temperature Probe |  |  |  | HMP5 | [11 empty] | 2983 | 2983
| Relative Humidity and Temperature Probe High Humidities |  |  |  | HMP7 | [11 empty] | 2904 | 2904
| Compact Humidity and Temperature Probe |  |  |  | HMP9 | [11 empty] | 1782 | 1782
| INDIGO500MIK SPH10 installation kit |  |  |  | IND500MIKPRESKIT | [11 empty] | 88 | 88
| Probe Connection Cable (M12-M12), 10 m |  |  |  | INDIGOCABLE10M | [11 empty] | 197 | 197
| Probe Connection Cable, M12-5F - M12-5M, 1 m |  |  |  | INDIGOCABLE1M | [11 empty] | 105 | 105
| Probe Connection Cable, M12-5F - M12-5M, 3 m |  |  |  | INDIGOCABLE3M | [11 empty] | 125 | 125
| Probe Connection Cable, M12-5F - M12-5M, 5 m |  |  |  | INDIGOCABLE5M | [11 empty] | 157 | 157
| Probe Connection Cable, M12-5F - M12-5M, 10 m, Hygienic Design |  |  |  | INDIGOCABLEHD10M | [11 empty] | 197 | 197
| Probe Connection Cable, M12-5F - M12-5M, 1.5 m, Hygienic Design |  |  |  | INDIGOCABLEHD1M5 | [11 empty] | 105 | 105
| Probe Connection Cable, M12-5F - M12-5M, 3 m, Hygienic Design |  |  |  | INDIGOCABLEHD3M | [11 empty] | 125 | 125
| Probe Connection Cable, M12-5F - M12-5M, 5 m, Hygienic Design |  |  |  | INDIGOCABLEHD5M | [11 empty] | 157 | 157
| Temperature Probe |  |  |  | TMP1 | [11 empty] | 902 | 902
| Service |  |  |  | item code
| Services for DMP5 |  |  |  | DMP5SERVICES
| Services for DMP6 |  |  |  | DMP6SERVICES
| Services for DMP7 |  |  |  | DMP7SERVICES
| Services for DMP8 |  |  |  | DMP8SERVICES
| Services for GMP251 |  |  |  | GMP251SERVICES
| Services for GMP252 |  |  |  | GMP252SERVICES
| Services for HMP1 |  |  |  | HMP1SERVICES
| Services for HMP3 |  |  |  | HMP3SERVICES
| Services for HMP4 |  |  |  | HMP4SERVICES
| Services for HMP5 |  |  |  | HMP5SERVICES
| Services for HMP7 |  |  |  | HMP7SERVICES
| Services for HMP8 |  |  |  | HMP8SERVICES
| Services for HMP9 |  |  |  | HMP9SERVICES
| Services for HPP271 |  |  |  | HPP271SERVICES
| Services for HPP272 |  |  |  | HPP272SERVICES
| Services for INDIGO520 |  |  |  | INDIGO520SERVICES
| Services for MMP |  |  |  | MMPSERVICES
| Services for TMP1 |  |  |  | TMP1SERVICES
A
B
1
2
3
4
5
6
7
A
N
0
1
2
3
4
5
6
7
8
9
A
G
A
B
C
D
N
0
1
2
3
4
5
6
7
8
A
B
A
M
N
A
L
X
1
A
A
B
F
G
N

## INDIGO510
[19 empty] | Select grey column and press delete to clear selections => |  |  | TRUE
TRUE
|  |  |  | Price valid from: 2025-04-23 |  | Back to Index | [15 empty] | FALSE
INDIGO510
| INDIGO510 Transmitter | [16 empty] | 0%
[5 empty] | Sparepart | Not valid Configuration | 1 | 2 | 3 | 4 | 5 | 6 | 7 | 8 | 9 | 10 | List Price (CAD) | Discounted
|  | INDIGO510 Transmitter |  |  |  | INDIGO510 | [10 empty] | 0 | 0 | Status | Selected | 0 | 0 | TRUE | TRUE | 0 | 0 | 0 | 0 | 0 | 0 | 0 | 0 | 0 | 0 | 0 | 0 | 0 | 0 | 0 | 0 | 0 | 0 | 0 | 0 | 0 | 0 | 0 | 0 | 0 | 0 | 0 | 0 | 0 | bar: 1 to 10
hardware | 1 | Display | • | Display | [12 empty] | 1420 | 1420 | 0 |  | 0 | -1 | bar: 1 to 10
|  |  | • | No Display | [12 empty] | 1127 | 1127 | 0 |  | -1 | 0 | bar: 1 to 10
| 2 | Power supply and Output | • | 11...35VDC / 24VAC | [12 empty] | 137 | 137 | 0 | TRUE |  |  | 0 | bar: 1 to 10
| 3 | Module |  | No Module | [14 empty] | 0 | TRUE |  |  |  | 0 | bar: 1 to 10
| 4 | Signal Cable Lead-through |  | Plugged Signal Cable Lead Throughs |  |  | 4: 0 |  |  | 0 | [5 empty] | 0 | -1 | -1 | -1 | -1 | -1 | -1 | -1 | -1
|  |  |  | Cable Gland, Metal M20x1.5/6mm, 5.0 - 9.0mm | [14 empty] | 0 | [5 empty] | -1 | 0 | -1 | -1 | -1 | -1 | -1 | -1 | -1 | bar: 4 to 10
|  |  |  | Conduit Fitting, Metal M20x1.5 / 1/2" NPT |  |  | 4: 2 |  |  | 0 | [5 empty] | -1 | -1 | 0 | -1 | -1 | -1 | -1 | -1 | -1
|  |  | • | Cable Gland, Metal M20x1.5/6mm, 5.0 - 9.0mm, 2pcs |  |  | 4: 3 | 41 | 41 | 0 | [5 empty] | -1 | -1 | -1 | 0 | -1 | -1 | -1 | -1 | -1
|  |  | • | Conduit Fitting, Metal M20x1.5 / 1/2" NPT, 2pcs |  |  | 4: 4 | 41 | 41 | 0 | [5 empty] | -1 | -1 | -1 | -1 | 0 | -1 | -1 | -1 | -1
|  |  | • | Cable Gland & Split Seal Cable Gland, Metal M20x1.5 |  |  | 4: 5 | 56 | 56 | 0 | [5 empty] | -1 | -1 | -1 | -1 | -1 | 0 | -1 | -1 | -1
|  |  | • | Conduit Fitting & Split Seal Cable Gland, Metal M20x1.5 |  |  | 4: 6 | 56 | 56 | 0 | [5 empty] | -1 | -1 | -1 | -1 | -1 | -1 | 0 | -1 | -1
|  |  | • | Cable Gland Set, 2x all available lead-throughs one M20x1.5 pre-installed |  |  | 4: 9 | 98 | 98 | 0 | [5 empty] | -1 | -1 | -1 | -1 | -1 | -1 | -1 | 0 | -1
|  |  | • | Cable Gland, M20 4.0 - 9.0 mm 2pcs, and M20 plug + M20 10.0 - 14.0 mm gland | [12 empty] | 85 | 85 | 0 | [5 empty] | -1 | -1 | -1 | -1 | -1 | -1 | -1 | -1 | 0 | bar: 1 to 10
| 5 | Probe Cable Lead-through |  | Cable Gland for One Probe | [14 empty] | 0 | [14 empty] | 0 | -1 | bar: 1 to 10
|  |  |  | Plugged Probe Cable Lead Throughs | [14 empty] | 0 | [14 empty] | -1 | 0 | bar: 5 to 10
accessory | 6 | Probe Cable |  | No Probe Cable |  |  | 6: 0 |  |  | 0 | [15 empty] | 1 | 0 | -1 | -1 | -1 | -1 | -1
|  |  |  | Probe Cable 1m | [14 empty] | 0 | [15 empty] | -1 | -1 | 0 | -1 | -1 | -1 | -1 | bar: 6 to 10
|  |  | • | Probe Cable 3m |  |  | 6: 2 | 78 | 78 | 0 | [15 empty] | -1 | -1 | -1 | 0 | -1 | -1 | -1
|  |  | • | Probe Cable 5m |  |  | 6: 3 | 98 | 98 | 0 | [15 empty] | -1 | -1 | -1 | -1 | 0 | -1 | -1
|  |  | • | Probe Cable 10m |  |  | 6: 4 | 118 | 118 | 0 | [15 empty] | -1 | -1 | -1 | -1 | -1 | 0 | -1
|  |  |  | Probe Cable 0.2m | CBL210896-03MSP | [13 empty] | 0 | [15 empty] | -1 | -1 | -1 | -1 | -1 | -1 | 0 | bar: 6 to 10
| 7 | Mounting | • | Mounting Plate | DRW252186SP | [11 empty] | 58 | 58 | 0 | [22 empty] | 0 | -1 | -1 | bar: 1 to 10
|  |  |  | MIK Kit Installation INDIGO500MIK must be ordered separately | [14 empty] | 0 | [16 empty] | -1 |  | -1 | -1 | -1 | -1 | -1 | 0 | -1 | bar: 7 to 10
|  |  |  | No Mounting Plate | [14 empty] | 0 | [22 empty] | -1 | -1 | 0 | bar: 1 to 10
settings | 8 | SW Configuration |  | Standard | [14 empty] | 0 | [25 empty] | 0 | -1 | bar: 1 to 10
|  |  | • | Custom | [12 empty] | 78 | 78 | 0 | [25 empty] | -1 | 0 | bar: 8 to 10
accessory | 9 | Documentation | • | Custom Label Text and Multilingual Quick Guide, please define (max 13 characters): | [12 empty] | 73 | 73 | 0 | [27 empty] | 0 | -1 | bar: 1 to 10
|  |  |  | Multilingual Quick Guide | [14 empty] | 0 | [27 empty] | -1 | 0 | bar: 9 to 10
settings | 10 | Additional Features |  | Connect to customer's Vaisala Jade cloud account, North American Datacenter | [14 empty] | 0 | [29 empty] | 0 | -1 | -1 | -1 | -1 | bar: 1 to 10
|  |  |  | Connect to customer's Vaisala Jade cloud account, European Datacenter | [14 empty] | 0 | [29 empty] | -1 | 0 | -1 | -1 | -1 | bar: 10
|  |  |  | Connect to other Vaisala Jade cloud account in North American Datacenter | [14 empty] | 0 | [29 empty] | -1 | -1 | 0 | -1 | -1 | bar: 1 to 10
|  |  |  | Connect to other Vaisala Jade cloud account in European Datacenter | [14 empty] | 0 | [29 empty] | -1 | -1 | -1 | 0 | -1 | bar: 10
|  |  |  | None | [14 empty] | 0 | [29 empty] | -1 | -1 | -1 | -1 | 0 | bar: 1 to 10
[6 empty] | INDIGO510 | [10 empty] | 137 | 137 | 0 | bar: 1
| Note: |  | Selections in bold are included in the prices of the basic versions.
|  | • | Selections in italic are available at an extra price.
| Links: |  | User guide
Datasheet
Technical drawing
Vaisala.com product page
Services (online store)
| accessory |  |  |  | item code
| Conduit Fitting M20x1.5 for NPT1/2 Conduit |  |  |  | 214780SP | [11 empty] | 62 | 62
| Outdoor Installation kit (Weather shield) |  |  |  | 215109 | [11 empty] | 236 | 236
| Cable Gland MsNi, M20x1.5, split bushing |  |  |  | 262632SP | [11 empty] | 62 | 62
| Cable Gland MsNi, 20x1.5 5-9mm |  |  |  | ASM213670SP | [11 empty] | 62 | 62
| Cable Gland MsNi, 16x1.5 2-6mm |  |  |  | ASM213671SP | [11 empty] | 62 | 62
| Dummy Plug MsNi, 20x1.5 |  |  |  | ASM213672SP | [11 empty] | 42 | 42
| Dummy Plug MsNi, 16x1.5 |  |  |  | ASM213673SP | [11 empty] | 42 | 42
| Lead-through Set |  |  |  | ASM213814SP | [11 empty] | 162 | 162
| Cable Gland, Metal, M20x1.5mm, 10-14mm Spare Part |  |  |  | ASM215414SP | [11 empty] | 71 | 71
| Connection cable, M12-5F - open wires, 0.3 m |  |  |  | CBL210896-03MSP | [11 empty] | 76 | 76
| Connection cable, M12-5F - open wires, 10 m |  |  |  | CBL210896-10MSP | [11 empty] | 144 | 144
| Connection cable, M12-5F - open wires, 1 m |  |  |  | CBL210896-1MSP | [11 empty] | 81 | 81
| Connection cable, M12-5F - open wires, 3 m |  |  |  | CBL210896-3MSP | [11 empty] | 103 | 103
| Connection cable, M12-5F - open wires, 5 m |  |  |  | CBL210896-5MSP | [11 empty] | 123 | 123
| Adapter plate |  |  |  | DRW252186SP | [11 empty] | 81 | 81
| INDIGO500MIK SPH10 installation kit |  |  |  | IND500MIKPRESKIT | [11 empty] | 88 | 88
| Probe Connection Cable (M12-M12), 10 m |  |  |  | INDIGOCABLE10M | [11 empty] | 197 | 197
| Probe Connection Cable, M12-5F - M12-5M, 1 m |  |  |  | INDIGOCABLE1M | [11 empty] | 105 | 105
| Probe Connection Cable, M12-5F - M12-5M, 3 m |  |  |  | INDIGOCABLE3M | [11 empty] | 125 | 125
| Probe Connection Cable, M12-5F - M12-5M, 5 m |  |  |  | INDIGOCABLE5M | [11 empty] | 157 | 157
| Probe Connection Cable, M12-5F - M12-5M, 10 m, Hygienic Design |  |  |  | INDIGOCABLEHD10M | [11 empty] | 197 | 197
| Probe Connection Cable, M12-5F - M12-5M, 1.5 m, Hygienic Design |  |  |  | INDIGOCABLEHD1M5 | [11 empty] | 105 | 105
| Probe Connection Cable, M12-5F - M12-5M, 3 m, Hygienic Design |  |  |  | INDIGOCABLEHD3M | [11 empty] | 125 | 125
| Probe Connection Cable, M12-5F - M12-5M, 5 m, Hygienic Design |  |  |  | INDIGOCABLEHD5M | [11 empty] | 157 | 157
| Service |  |  |  | item code
| Services for DMP5 |  |  |  | DMP5SERVICES
| Services for DMP6 |  |  |  | DMP6SERVICES
| Services for DMP7 |  |  |  | DMP7SERVICES
| Services for DMP8 |  |  |  | DMP8SERVICES
| Services for GMP251 |  |  |  | GMP251SERVICES
| Services for GMP252 |  |  |  | GMP252SERVICES
| Services for HMP1 |  |  |  | HMP1SERVICES
| Services for HMP3 |  |  |  | HMP3SERVICES
| Services for HMP5 |  |  |  | HMP5SERVICES
| Services for HMP8 |  |  |  | HMP8SERVICES
| Services for HMP9 |  |  |  | HMP9SERVICES
| Services for HPP271 |  |  |  | HPP271SERVICES
| Services for HPP272 |  |  |  | HPP272SERVICES
| Services for INDIGO510 |  |  |  | INDIGO510SERVICES
| Services for MMP |  |  |  | MMPSERVICES
| Services for TMP1 |  |  |  | TMP1SERVICES
A
B
1
N
0
1
2
3
4
5
6
9
G
A
N
0
1
2
3
4
A
A
M
N
A
X
1
A
A
B
F
G
N

## INDIGO500MIK
[14 empty] | Select grey column and press delete to clear selections => |  |  | TRUE
TRUE
|  |  | Price valid from: 2025-04-23 |  | Back to Index | [11 empty] | FALSE
INDIGO500MIK
Meteorological Installation Kit for INDIGO500 Series | [12 empty] | 0%
|  |  |  | Sparepart | Not valid Configuration | 1 | 2 | 3 | 4 | 5 | 6 | List Price (CAD) | Discounted
| Meteorological Installation Kit for INDIGO500 Series |  |  |  | INDIGO500MIK | 6: 0 | 0 | 0 | Status | Selected | 0 | 0 | 0 | 0 | 0 | 0 | 0 | 0 | 0 | 0 | 0 | 0 | 0 | 0 | 0 | 0 | TRUE
1 | Measurement Equipment | • | No Installation of Instruments | [8 empty] | 896 | 896 | 0 |  | 0 | -1 | bar: 1
|  | • | Pre-install separately ordered instruments | [8 empty] | 953 | 953 | 0 |  | -1 | 0 | bar: 1
2 | Radiation Shield |  | No Radiation Shield |  |  | 2: 0 |  |  | 0 |  |  | -1 | 0 | -1 | -1 | -1 | -1
|  | • | 1x Radiation Shield (for HMP3 or HMP7 probes) | [8 empty] | 565 | 565 | 0 |  |  |  | -1 | 0 | -1 | -1 | -1 | bar: 2
|  | • | 2x Radiation Shields (for HMP3 or HMP7 and TMP1 probes) |  |  | 2: 2 | 1127 | 1127 | 0 |  |  |  | -1 | -1 | 0 | -1 | -1
|  | • | 1x Radiation Shield and + Weather Shield for Warmed Probe (for HMP7 & TMP1) |  |  | 2: 3 | 1263 | 1263 | 0 |  |  |  | -1 | -1 | -1 | 0 | -1
|  | • | 1x Weather Shield for Warmed Probe Only (DTS1) | DRW010691 |  | 2: 4 | 701 | 701 | 0 |  |  |  | -1 | -1 | -1 | -1 | 0
3 | Static Pressure Head | • | Static Pressure Head SPH10 | SPH10 | [7 empty] | 624 | 624 | 0 | [8 empty] | 0 | -1 | bar: 3
|  |  | No Static Pressure Head | [10 empty] | 0 | [8 empty] | -1 | 0 | bar: 3
4 | Mounting Kit |  | No Mounting Kit |  |  | 4: 0 |  |  | 0 | [10 empty] | 0 | -1 | -1 | -1 | -1 | -1
|  | • | Wall Mounting Kit | DRW255666SP | [7 empty] | 118 | 118 | 0 | [10 empty] | -1 | 0 | -1 | -1 | -1 | -1 | bar: 4
|  | • | Pole Mounting Kit 40mm | APPK-SET40 |  | 4: 2 | 215 | 215 | 0 | [10 empty] | -1 | -1 | 0 | -1 | -1 | -1
|  | • | Pole Mounting Kit 60mm | APPK-SET60 |  | 4: 3 | 251 | 251 | 0 | [10 empty] | -1 | -1 | -1 | 0 | -1 | -1
|  | • | Pole Mounting Kit 75mm | APPK-SET75 |  | 4: 4 | 251 | 251 | 0 | [10 empty] | -1 | -1 | -1 | -1 | 0 | -1
|  | • | Pole Mounting Kit 100mm | APPK-SET100 |  | 4: 5 | 251 | 251 | 0 | [10 empty] | -1 | -1 | -1 | -1 | -1 | 0
5 | Identity |  | Vaisala | [10 empty] | 0 | [16 empty] | 0 | bar: 5
6 | Reserved 1 |  | Reserved for Future Purpose |  |  | 6: 0 |  |  | 0 | TRUE | [16 empty] | 0
[5 empty] | INDIGO500MIK | 1: 0 | 0 | 0 | 0
Note: |  | Selections in bold are included in the prices of the basic versions.
| • | Selections in italic are available at an extra price.
Links: |  | User guide
Datasheet
Technical drawing
Vaisala.com product page
Services (online store)
accessory |  |  |  | item code
Probe installation kit for DTR502 |  |  |  | 210623 | [7 empty] | 104 | 104
T-sensor head support for DTR502 |  |  |  | 215130 | [7 empty] | 131 | 131
Mounting clamp, wide, for 100mm pole mast |  |  |  | APPK-SET100 | [7 empty] | 296 | 296
Mounting clamp, wide, for 40mm pole mast |  |  |  | APPK-SET40 | [7 empty] | 252 | 252
Mounting clamp, wide, for 60mm pole mast |  |  |  | APPK-SET60 | [7 empty] | 296 | 296
Mounting clamp, wide, for 75mm pole mast |  |  |  | APPK-SET75 | [7 empty] | 296 | 296
Shield of the probe DTS1 |  |  |  | DRW010691 | [7 empty] | 380 | 380
Spare Part Wall bracket for INDIGO500MIK |  |  |  | DRW255666SP | [7 empty] | 173 | 173
Small Radiation Shield |  |  |  | DTR502 | [7 empty] | 537 | 537
Static Pressure Head |  |  |  | SPH10 | [7 empty] | 718 | 718
A
B
0
1
2
3
4
A
N
0
1
2
3
4
5
A
0

## INDIGO300
[24 empty] | Select grey column and press delete to clear selections => |  |  | TRUE
TRUE
|  |  |  | Price valid from: 2025-04-23 |  | Back to Index | [20 empty] | FALSE
INDIGO300
| Indigo300 Transmitter | [21 empty] | 0%
[5 empty] | Sparepart | Not valid Configuration | 1 | 2 | 3 | 4 | 5 | 6 | 7 | 8 | 9 | 10 | 11 | 12 | 13 | 14 | 15 | List Price (CAD) | Discounted
|  | Indigo300 Transmitter |  |  |  | INDIGO300 | 2: 0; 6: N; 14: V | 0 | 0 | Status | Selected | 0 | 0 | TRUE | 0 | 0 | 0 | 0 | 0 | 0 | 0 | 0 | 0 | 0 | 0 | 0 | 0 | 0 | 0 | 0 | 0 | TRUE | 0 | 0 | 0 | 0 | 0 | 0 | 0 | 0 | 0 | 0 | 0 | 0 | 0 | 0 | 0 | 0 | 0 | 0 | 0 | 0 | 0 | 0 | 0 | 0 | 0 | 0 | 0 | 0 | 0 | 0 | 0 | 0 | 0 | 0 | 0 | 0 | 0 | 0 | 0 | 0 | 0 | 0 | 0 | 0 | 0 | 0 | 0 | 0 | 0 | 0 | 0 | 0 | 0 | 0 | 0 | 0 | 0 | 0 | 0 | 0 | 0 | 0 | 0 | 0 | 0 | 0 | 0 | 0 | 0 | 0 | 0 | 0 | 0 | 0 | 0 | 0 | 0 | 0 | 0 | 0 | 0 | 0 | 0 | 0 | 0 | 0 | 0 | 0 | 0 | 0 | 0 | 0 | 0 | TRUE | 0 | 0
hw | 1 | Display | • | With Display | [17 empty] | 1176 | 1176 | 0 |  | 0 | -1 | bar: 1 to 7
|  |  | • | Without Display | [17 empty] | 1037 | 1037 | 0 |  | -1 | 0 | bar: 1 to 7
accessory | 2 | External Power Supply |  | No External Power Supply |  |  | 2: 0 |  |  | 0 | TRUE |  |  | 0
hardware | 3 | Lead-throughs Probe + M20 |  | Locking Wheel + Metal Cable Gland (7...13 mm cable) | [19 empty] | 0 |  |  |  |  | 0 | -1 | -1 | -1 | -1 | -1 | bar: 1 to 7
|  |  |  | Locking Wheel + NPT 1/2" Conduit Fitting | [19 empty] | 0 |  |  |  |  | -1 | 0 | -1 | -1 | -1 | -1 | bar: 3 to 7
|  |  |  | Locking Wheel + Plugged Lead-through | [19 empty] | 0 |  |  |  |  | -1 | -1 | 0 | -1 | -1 | -1 | bar: 1 to 7
|  |  |  | Probe Cable Gland + Metal Cable Gland (7...13 mm cable) | [19 empty] | 0 |  |  |  |  | -1 | -1 | -1 | 0 | -1 | -1 | bar: 3 to 7
|  |  |  | Probe Cable Gland + NPT 1/2" Conduit Fitting | [19 empty] | 0 |  |  |  |  | -1 | -1 | -1 | -1 | 0 | -1 | bar: 1 to 7
|  |  |  | Probe Cable Gland + Plugged Lead-through | [19 empty] | 0 |  |  |  |  | -1 | -1 | -1 | -1 | -1 | 0 | bar: 3 to 7
| 4 | Additional Lead-through M16 |  | Plugged | [19 empty] | 0 | [10 empty] | 0 | -1 | -1 | bar: 1 to 7
|  |  | • | Cable Gland (2...6mm cable) |  |  | 4: 2 | 39 | 39 | 0 | [10 empty] | -1 | 0 | -1
|  |  | • | Conduit Fitting Metal |  |  | 4: 3 | 39 | 39 | 0 | [10 empty] | -1 | -1 | 0
| 5 | Probe Connection Cable |  | Probe Connection Cable 0.3m With cable gland | CBL210896-03MSP | [18 empty] | 0 |  |  |  |  | -1 | -1 | -1 | [6 empty] | 0 | -1 | -1 | -1 | -1 | -1 | -1 | -1 | bar: 1 to 7
|  |  |  | Probe Connection Cable 1m With cable gland |  |  | 5: 2 |  |  | 0 |  |  |  |  | -1 | -1 | -1 | [6 empty] | -1 | 0 | -1 | -1 | -1 | -1 | -1 | -1
|  |  | • | Probe Connection Cable 3m With cable gland |  |  | 5: 3 | 74 | 74 | 0 |  |  |  |  | -1 | -1 | -1 | [6 empty] | -1 | -1 | 0 | -1 | -1 | -1 | -1 | -1
|  |  | • | Probe Connection Cable 5m With cable gland |  |  | 5: 4 | 95 | 95 | 0 |  |  |  |  | -1 | -1 | -1 | [6 empty] | -1 | -1 | -1 | 0 | -1 | -1 | -1 | -1
|  |  | • | Probe Connection Cable 1m With locking wheel | INDIGOCABLE1M | [16 empty] | 105 | 105 | 0 | [7 empty] | -1 | -1 | -1 |  |  |  | -1 | -1 | -1 | -1 | 0 | -1 | -1 | -1 | bar: 1 to 7
|  |  | • | Probe Connection Cable 3m With locking wheel | INDIGOCABLE3M | [16 empty] | 125 | 125 | 0 | [7 empty] | -1 | -1 | -1 |  |  |  | -1 | -1 | -1 | -1 | -1 | 0 | -1 | -1 | bar: 5 to 7
|  |  | • | Probe Connection Cable 5m With locking wheel | INDIGOCABLE5M | [16 empty] | 157 | 157 | 0 | [7 empty] | -1 | -1 | -1 |  |  |  | -1 | -1 | -1 | -1 | -1 | -1 | 0 | -1 | bar: 1 to 7
|  |  |  | No Probe Connection Cable | [19 empty] | 0 | [7 empty] | -1 | -1 | -1 |  |  |  | -1 | -1 | -1 | -1 | -1 | -1 | -1 | 0 | bar: 5 to 7
| 6 | Reserved 1 |  | None | [19 empty] | 0 | TRUE | [20 empty] | 0 | bar: 1 to 7
settings | 7 | Signal Output |  | 4...20 mA (3.6 mA when in error state) | [19 empty] | 0 | [22 empty] | 0 | -1 | -1 | -1 | -1 | -1 | -1 | bar: 1 to 7
|  |  |  | 4...20 mA (21 mA when in error state) |  |  | 7: 2 |  |  | 0 | [22 empty] | -1 | 0 | -1 | -1 | -1 | -1 | -1
|  |  |  | 0...20 mA (21 mA when in error state) |  |  | 7: 3 |  |  | 0 | [22 empty] | -1 | -1 | 0 | -1 | -1 | -1 | -1
|  |  |  | 0...10 V (10.3 V when in error state) |  |  | 7: 4 |  |  | 0 | [22 empty] | -1 | -1 | -1 | 0 | -1 | -1 | -1
|  |  |  | 0...5 V (5.5 V when in error state) |  |  | 7: 5 |  |  | 0 | [22 empty] | -1 | -1 | -1 | -1 | 0 | -1 | -1
|  |  |  | 1...5 V (5.5 V when in error state) |  |  | 7: 6 |  |  | 0 | [22 empty] | -1 | -1 | -1 | -1 | -1 | 0 | -1
|  |  |  | 0...1 V (1.1 V when in error state) |  |  | 7: 7 |  |  | 0 | [22 empty] | -1 | -1 | -1 | -1 | -1 | -1 | 0
| 8 | Output Units |  | Metric | [19 empty] | 0 | [29 empty] | 0 | -1 | -1 | bar: 1 to 8
|  |  |  | Non-metric | [19 empty] | 0 | [29 empty] | -1 | 0 | -1 | bar: 8
|  |  |  | SI-Units | [19 empty] | 0 | [29 empty] | -1 | -1 | 0 | bar: 1 to 8
| → Expand | Analog Output Signal CH1 |  | No Analog Output CH1 |  |  | 9: 0 |  |  | 0 | [32 empty] | 0 | -1 | -1 | -1 | -1 | -1 | -1 | -1 | -1 | -1 | -1 | -1 | -1 | -1 | -1 | -1 | -1 | -1 | -1 | -1 | -1 | -1 | -1 | -1 | -1 | -1
|  |  |  | Relative Humidity (0...100 %rh) CH1 | [19 empty] | 0 | [32 empty] | -1 | 0 | -1 | -1 | -1 | -1 | -1 | -1 | -1 | -1 | -1 | -1 | -1 | -1 | -1 | -1 | -1 | -1 | -1 | -1 | -1 | -1 | -1 | -1 | -1 | -1 | bar: 9
|  |  |  | Temperature (-40...+60 °C) CH1 |  |  | 9: 2 |  |  | 0 | [32 empty] | -1 | -1 | 0 | -1 | -1 | -1 | -1 | -1 | -1 | -1 | -1 | -1 | -1 | -1 | -1 | -1 | -1 | -1 | -1 | -1 | -1 | -1 | -1 | -1 | -1 | -1
|  |  |  | Temperature (-40...+80 °C) CH1 |  |  | 9: 3 |  |  | 0 | [32 empty] | -1 | -1 | -1 | 0 | -1 | -1 | -1 | -1 | -1 | -1 | -1 | -1 | -1 | -1 | -1 | -1 | -1 | -1 | -1 | -1 | -1 | -1 | -1 | -1 | -1 | -1
|  |  |  | Temperature (-40...+120 °C) CH1 |  |  | 9: 4 |  |  | 0 | [32 empty] | -1 | -1 | -1 | -1 | 0 | -1 | -1 | -1 | -1 | -1 | -1 | -1 | -1 | -1 | -1 | -1 | -1 | -1 | -1 | -1 | -1 | -1 | -1 | -1 | -1 | -1
|  |  |  | Temperature (-40...+180 °C) CH1 |  |  | 9: 5 |  |  | 0 | [32 empty] | -1 | -1 | -1 | -1 | -1 | 0 | -1 | -1 | -1 | -1 | -1 | -1 | -1 | -1 | -1 | -1 | -1 | -1 | -1 | -1 | -1 | -1 | -1 | -1 | -1 | -1
|  |  |  | Temperature (-20...+60 °C) CH1 |  |  | 9: 6 |  |  | 0 | [32 empty] | -1 | -1 | -1 | -1 | -1 | -1 | 0 | -1 | -1 | -1 | -1 | -1 | -1 | -1 | -1 | -1 | -1 | -1 | -1 | -1 | -1 | -1 | -1 | -1 | -1 | -1
|  |  |  | Temperature (-20...+80 °C) CH1 |  |  | 9: 7 |  |  | 0 | [32 empty] | -1 | -1 | -1 | -1 | -1 | -1 | -1 | 0 | -1 | -1 | -1 | -1 | -1 | -1 | -1 | -1 | -1 | -1 | -1 | -1 | -1 | -1 | -1 | -1 | -1 | -1
|  |  |  | Temperature (0...+60 °C) CH1 |  |  | 9: 8 |  |  | 0 | [32 empty] | -1 | -1 | -1 | -1 | -1 | -1 | -1 | -1 | 0 | -1 | -1 | -1 | -1 | -1 | -1 | -1 | -1 | -1 | -1 | -1 | -1 | -1 | -1 | -1 | -1 | -1
|  |  |  | Temperature (0...+80 °C) CH1 |  |  | 9: 9 |  |  | 0 | [32 empty] | -1 | -1 | -1 | -1 | -1 | -1 | -1 | -1 | -1 | 0 | -1 | -1 | -1 | -1 | -1 | -1 | -1 | -1 | -1 | -1 | -1 | -1 | -1 | -1 | -1 | -1
|  |  |  | Temperature (0...+100 °C) CH1 | [19 empty] | 0 | [32 empty] | -1 | -1 | -1 | -1 | -1 | -1 | -1 | -1 | -1 | -1 | 0 | -1 | -1 | -1 | -1 | -1 | -1 | -1 | -1 | -1 | -1 | -1 | -1 | -1 | -1 | -1 | bar: 1 to 7; 9
|  |  |  | Temperature (+5…+70 °C) CH1 | [19 empty] | 0 | [32 empty] | -1 | -1 | -1 | -1 | -1 | -1 | -1 | -1 | -1 | -1 | -1 | 0 | -1 | -1 | -1 | -1 | -1 | -1 | -1 | -1 | -1 | -1 | -1 | -1 | -1 | -1 | bar: 9
|  |  |  | Dewpoint Temperature (-20...+100 °C) CH1 | [19 empty] | 0 | [32 empty] | -1 | -1 | -1 | -1 | -1 | -1 | -1 | -1 | -1 | -1 | -1 | -1 | 0 | -1 | -1 | -1 | -1 | -1 | -1 | -1 | -1 | -1 | -1 | -1 | -1 | -1 | bar: 1 to 7; 9
|  |  |  | Dewpoint / Frostpoint Temperature (-80...+20 °C) CH1 | [19 empty] | 0 | [32 empty] | -1 | -1 | -1 | -1 | -1 | -1 | -1 | -1 | -1 | -1 | -1 | -1 | -1 | 0 | -1 | -1 | -1 | -1 | -1 | -1 | -1 | -1 | -1 | -1 | -1 | -1 | bar: 9
|  |  |  | Wetbulb temperature (0...+100 °C) CH1 | [19 empty] | 0 | [32 empty] | -1 | -1 | -1 | -1 | -1 | -1 | -1 | -1 | -1 | -1 | -1 | -1 | -1 | -1 | 0 | -1 | -1 | -1 | -1 | -1 | -1 | -1 | -1 | -1 | -1 | -1 | bar: 1 to 7; 9
|  |  |  | Water concentration (0...1000 ppmv) CH1 | [19 empty] | 0 | [32 empty] | -1 | -1 | -1 | -1 | -1 | -1 | -1 | -1 | -1 | -1 | -1 | -1 | -1 | -1 | -1 | 0 | -1 | -1 | -1 | -1 | -1 | -1 | -1 | -1 | -1 | -1 | bar: 9
|  |  |  | Carbon dioxide (0…20 %) CH1 | [19 empty] | 0 | [32 empty] | -1 | -1 | -1 | -1 | -1 | -1 | -1 | -1 | -1 | -1 | -1 | -1 | -1 | -1 | -1 | -1 | 0 | -1 | -1 | -1 | -1 | -1 | -1 | -1 | -1 | -1 | bar: 1 to 7; 9
|  |  |  | Carbon dioxide (0…2 000 ppm) CH1 | [19 empty] | 0 | [32 empty] | -1 | -1 | -1 | -1 | -1 | -1 | -1 | -1 | -1 | -1 | -1 | -1 | -1 | -1 | -1 | -1 | -1 | 0 | -1 | -1 | -1 | -1 | -1 | -1 | -1 | -1 | bar: 9
|  |  |  | Carbon dioxide (0…3 000 ppm) CH1 | [19 empty] | 0 | [32 empty] | -1 | -1 | -1 | -1 | -1 | -1 | -1 | -1 | -1 | -1 | -1 | -1 | -1 | -1 | -1 | -1 | -1 | -1 | 0 | -1 | -1 | -1 | -1 | -1 | -1 | -1 | bar: 1 to 7; 9
|  |  |  | Carbon dioxide (0…10 000 ppm) CH1 | [19 empty] | 0 | [32 empty] | -1 | -1 | -1 | -1 | -1 | -1 | -1 | -1 | -1 | -1 | -1 | -1 | -1 | -1 | -1 | -1 | -1 | -1 | -1 | 0 | -1 | -1 | -1 | -1 | -1 | -1 | bar: 9
|  |  |  | Water-hydrogen peroxide mixture (0…2 000 ppm) CH1 | [19 empty] | 0 | [32 empty] | -1 | -1 | -1 | -1 | -1 | -1 | -1 | -1 | -1 | -1 | -1 | -1 | -1 | -1 | -1 | -1 | -1 | -1 | -1 | -1 | 0 | -1 | -1 | -1 | -1 | -1 | bar: 1 to 7; 9
|  |  |  | Water Activity (0...1) CH1 | [19 empty] | 0 | [32 empty] | -1 | -1 | -1 | -1 | -1 | -1 | -1 | -1 | -1 | -1 | -1 | -1 | -1 | -1 | -1 | -1 | -1 | -1 | -1 | -1 | -1 | 0 | -1 | -1 | -1 | -1 | bar: 9
|  |  |  | Mixing ratio (0...500 g/kg) CH1 | [19 empty] | 0 | [32 empty] | -1 | -1 | -1 | -1 | -1 | -1 | -1 | -1 | -1 | -1 | -1 | -1 | -1 | -1 | -1 | -1 | -1 | -1 | -1 | -1 | -1 | -1 | 0 | -1 | -1 | -1 | bar: 1 to 7; 9
|  |  |  | Relative Saturation (0…100 %RS) (for oil) CH1 | [19 empty] | 0 | [32 empty] | -1 | -1 | -1 | -1 | -1 | -1 | -1 | -1 | -1 | -1 | -1 | -1 | -1 | -1 | -1 | -1 | -1 | -1 | -1 | -1 | -1 | -1 | -1 | 0 | -1 | -1 | bar: 9
|  |  |  | Relative Saturation H2O+H2O2 (0…100 %RS) | [19 empty] | 0 | [32 empty] | -1 | -1 | -1 | -1 | -1 | -1 | -1 | -1 | -1 | -1 | -1 | -1 | -1 | -1 | -1 | -1 | -1 | -1 | -1 | -1 | -1 | -1 | -1 | -1 | 0 | -1 | bar: 1 to 7; 9
|  |  | • | Custom Scaling, Please specify parameter and range: | [17 empty] | 69 | 69 | 0 | [32 empty] | -1 | -1 | -1 | -1 | -1 | -1 | -1 | -1 | -1 | -1 | -1 | -1 | -1 | -1 | -1 | -1 | -1 | -1 | -1 | -1 | -1 | -1 | -1 | -1 | -1 | 0 | bar: 9
| → Expand | Analog Output Signal CH2 |  | No Analog Output CH2 |  |  | 10: 0 |  |  | 0 | [58 empty] | 0 | -1 | -1 | -1 | -1 | -1 | -1 | -1 | -1 | -1 | -1 | -1 | -1 | -1 | -1 | -1 | -1 | -1 | -1 | -1 | -1 | -1 | -1 | -1 | -1 | -1
|  |  |  | Relative Humidity (0...100 %rh) CH2 | [19 empty] | 0 | [58 empty] | -1 | 0 | -1 | -1 | -1 | -1 | -1 | -1 | -1 | -1 | -1 | -1 | -1 | -1 | -1 | -1 | -1 | -1 | -1 | -1 | -1 | -1 | -1 | -1 | -1 | -1 | bar: 10
|  |  |  | Temperature (-40...+60 °C) CH2 |  |  | 10: 2 |  |  | 0 | [58 empty] | -1 | -1 | 0 | -1 | -1 | -1 | -1 | -1 | -1 | -1 | -1 | -1 | -1 | -1 | -1 | -1 | -1 | -1 | -1 | -1 | -1 | -1 | -1 | -1 | -1 | -1
|  |  |  | Temperature (-40...+80 °C) CH2 |  |  | 10: 3 |  |  | 0 | [58 empty] | -1 | -1 | -1 | 0 | -1 | -1 | -1 | -1 | -1 | -1 | -1 | -1 | -1 | -1 | -1 | -1 | -1 | -1 | -1 | -1 | -1 | -1 | -1 | -1 | -1 | -1
|  |  |  | Temperature (-40...+120 °C) CH2 |  |  | 10: 4 |  |  | 0 | [58 empty] | -1 | -1 | -1 | -1 | 0 | -1 | -1 | -1 | -1 | -1 | -1 | -1 | -1 | -1 | -1 | -1 | -1 | -1 | -1 | -1 | -1 | -1 | -1 | -1 | -1 | -1
|  |  |  | Temperature (-40...+180 °C) CH2 |  |  | 10: 5 |  |  | 0 | [58 empty] | -1 | -1 | -1 | -1 | -1 | 0 | -1 | -1 | -1 | -1 | -1 | -1 | -1 | -1 | -1 | -1 | -1 | -1 | -1 | -1 | -1 | -1 | -1 | -1 | -1 | -1
|  |  |  | Temperature (-20...+60 °C) CH2 |  |  | 10: 6 |  |  | 0 | [58 empty] | -1 | -1 | -1 | -1 | -1 | -1 | 0 | -1 | -1 | -1 | -1 | -1 | -1 | -1 | -1 | -1 | -1 | -1 | -1 | -1 | -1 | -1 | -1 | -1 | -1 | -1
|  |  |  | Temperature (-20...+80 °C) CH2 |  |  | 10: 7 |  |  | 0 | [58 empty] | -1 | -1 | -1 | -1 | -1 | -1 | -1 | 0 | -1 | -1 | -1 | -1 | -1 | -1 | -1 | -1 | -1 | -1 | -1 | -1 | -1 | -1 | -1 | -1 | -1 | -1
|  |  |  | Temperature (0...+60 °C) CH2 |  |  | 10: 8 |  |  | 0 | [58 empty] | -1 | -1 | -1 | -1 | -1 | -1 | -1 | -1 | 0 | -1 | -1 | -1 | -1 | -1 | -1 | -1 | -1 | -1 | -1 | -1 | -1 | -1 | -1 | -1 | -1 | -1
|  |  |  | Temperature (0...+80 °C) CH2 |  |  | 10: 9 |  |  | 0 | [58 empty] | -1 | -1 | -1 | -1 | -1 | -1 | -1 | -1 | -1 | 0 | -1 | -1 | -1 | -1 | -1 | -1 | -1 | -1 | -1 | -1 | -1 | -1 | -1 | -1 | -1 | -1
|  |  |  | Temperature (0...+100 °C) CH2 | [19 empty] | 0 | [58 empty] | -1 | -1 | -1 | -1 | -1 | -1 | -1 | -1 | -1 | -1 | 0 | -1 | -1 | -1 | -1 | -1 | -1 | -1 | -1 | -1 | -1 | -1 | -1 | -1 | -1 | -1 | bar: 1 to 7; 10
|  |  |  | Temperature (+5…+70 °C) CH2 | [19 empty] | 0 | [58 empty] | -1 | -1 | -1 | -1 | -1 | -1 | -1 | -1 | -1 | -1 | -1 | 0 | -1 | -1 | -1 | -1 | -1 | -1 | -1 | -1 | -1 | -1 | -1 | -1 | -1 | -1 | bar: 10
|  |  |  | Dewpoint Temperature (-20...+100 °C) CH2 | [19 empty] | 0 | [58 empty] | -1 | -1 | -1 | -1 | -1 | -1 | -1 | -1 | -1 | -1 | -1 | -1 | 0 | -1 | -1 | -1 | -1 | -1 | -1 | -1 | -1 | -1 | -1 | -1 | -1 | -1 | bar: 1 to 7; 10
|  |  |  | Dewpoint / Frostpoint Temperature (-80...+20 °C) CH2 | [19 empty] | 0 | [58 empty] | -1 | -1 | -1 | -1 | -1 | -1 | -1 | -1 | -1 | -1 | -1 | -1 | -1 | 0 | -1 | -1 | -1 | -1 | -1 | -1 | -1 | -1 | -1 | -1 | -1 | -1 | bar: 10
|  |  |  | Wetbulb temperature (0...+100 °C) CH2 | [19 empty] | 0 | [58 empty] | -1 | -1 | -1 | -1 | -1 | -1 | -1 | -1 | -1 | -1 | -1 | -1 | -1 | -1 | 0 | -1 | -1 | -1 | -1 | -1 | -1 | -1 | -1 | -1 | -1 | -1 | bar: 1 to 7; 10
|  |  |  | Water concentration (0...1000 ppmv) CH2 | [19 empty] | 0 | [58 empty] | -1 | -1 | -1 | -1 | -1 | -1 | -1 | -1 | -1 | -1 | -1 | -1 | -1 | -1 | -1 | 0 | -1 | -1 | -1 | -1 | -1 | -1 | -1 | -1 | -1 | -1 | bar: 10
|  |  |  | Carbon dioxide (0…20 %) CH2 | [19 empty] | 0 | [58 empty] | -1 | -1 | -1 | -1 | -1 | -1 | -1 | -1 | -1 | -1 | -1 | -1 | -1 | -1 | -1 | -1 | 0 | -1 | -1 | -1 | -1 | -1 | -1 | -1 | -1 | -1 | bar: 1 to 7; 10
|  |  |  | Carbon dioxide (0…2 000 ppm) CH2 | [19 empty] | 0 | [58 empty] | -1 | -1 | -1 | -1 | -1 | -1 | -1 | -1 | -1 | -1 | -1 | -1 | -1 | -1 | -1 | -1 | -1 | 0 | -1 | -1 | -1 | -1 | -1 | -1 | -1 | -1 | bar: 10
|  |  |  | Carbon dioxide (0…3 000 ppm) CH2 | [19 empty] | 0 | [58 empty] | -1 | -1 | -1 | -1 | -1 | -1 | -1 | -1 | -1 | -1 | -1 | -1 | -1 | -1 | -1 | -1 | -1 | -1 | 0 | -1 | -1 | -1 | -1 | -1 | -1 | -1 | bar: 1 to 7; 10
|  |  |  | Carbon dioxide (0…10 000 ppm) CH2 | [19 empty] | 0 | [58 empty] | -1 | -1 | -1 | -1 | -1 | -1 | -1 | -1 | -1 | -1 | -1 | -1 | -1 | -1 | -1 | -1 | -1 | -1 | -1 | 0 | -1 | -1 | -1 | -1 | -1 | -1 | bar: 10
|  |  |  | Water-hydrogen peroxide mixture (0…2 000 ppm) CH2 | [19 empty] | 0 | [58 empty] | -1 | -1 | -1 | -1 | -1 | -1 | -1 | -1 | -1 | -1 | -1 | -1 | -1 | -1 | -1 | -1 | -1 | -1 | -1 | -1 | 0 | -1 | -1 | -1 | -1 | -1 | bar: 1 to 7; 10
|  |  |  | Water Activity (0...1) CH2 | [19 empty] | 0 | [58 empty] | -1 | -1 | -1 | -1 | -1 | -1 | -1 | -1 | -1 | -1 | -1 | -1 | -1 | -1 | -1 | -1 | -1 | -1 | -1 | -1 | -1 | 0 | -1 | -1 | -1 | -1 | bar: 10
|  |  |  | Mixing ratio (0...500 g/kg) CH2 | [19 empty] | 0 | [58 empty] | -1 | -1 | -1 | -1 | -1 | -1 | -1 | -1 | -1 | -1 | -1 | -1 | -1 | -1 | -1 | -1 | -1 | -1 | -1 | -1 | -1 | -1 | 0 | -1 | -1 | -1 | bar: 1 to 7; 10
|  |  |  | Relative Saturation (0…100 %RS) (for oil) CH2 | [19 empty] | 0 | [58 empty] | -1 | -1 | -1 | -1 | -1 | -1 | -1 | -1 | -1 | -1 | -1 | -1 | -1 | -1 | -1 | -1 | -1 | -1 | -1 | -1 | -1 | -1 | -1 | 0 | -1 | -1 | bar: 10
|  |  |  | Relative Saturation H2O+H2O2 (0…100 %RS) CH2 | [19 empty] | 0 | [58 empty] | -1 | -1 | -1 | -1 | -1 | -1 | -1 | -1 | -1 | -1 | -1 | -1 | -1 | -1 | -1 | -1 | -1 | -1 | -1 | -1 | -1 | -1 | -1 | -1 | 0 | -1 | bar: 1 to 7; 10
|  |  | • | Custom Scaling, Please specify parameter and range: | [17 empty] | 69 | 69 | 0 | [58 empty] | -1 | -1 | -1 | -1 | -1 | -1 | -1 | -1 | -1 | -1 | -1 | -1 | -1 | -1 | -1 | -1 | -1 | -1 | -1 | -1 | -1 | -1 | -1 | -1 | -1 | 0 | bar: 10
| → Expand | Analog Output Signal CH3 |  | No Analog Output CH3 |  |  | 11: 0 |  |  | 0 | [84 empty] | 0 | -1 | -1 | -1 | -1 | -1 | -1 | -1 | -1 | -1 | -1 | -1 | -1 | -1 | -1 | -1 | -1 | -1 | -1 | -1 | -1 | -1 | -1 | -1 | -1 | -1
|  |  |  | Relative Humidity (0...100 %rh) CH3 | [19 empty] | 0 | [84 empty] | -1 | 0 | -1 | -1 | -1 | -1 | -1 | -1 | -1 | -1 | -1 | -1 | -1 | -1 | -1 | -1 | -1 | -1 | -1 | -1 | -1 | -1 | -1 | -1 | -1 | -1 | bar: 11
|  |  |  | Temperature (-40...+60 °C) CH3 |  |  | 11: 2 |  |  | 0 | [84 empty] | -1 | -1 | 0 | -1 | -1 | -1 | -1 | -1 | -1 | -1 | -1 | -1 | -1 | -1 | -1 | -1 | -1 | -1 | -1 | -1 | -1 | -1 | -1 | -1 | -1 | -1
|  |  |  | Temperature (-40...+80 °C) CH3 |  |  | 11: 3 |  |  | 0 | [84 empty] | -1 | -1 | -1 | 0 | -1 | -1 | -1 | -1 | -1 | -1 | -1 | -1 | -1 | -1 | -1 | -1 | -1 | -1 | -1 | -1 | -1 | -1 | -1 | -1 | -1 | -1
|  |  |  | Temperature (-40...+120 °C) CH3 |  |  | 11: 4 |  |  | 0 | [84 empty] | -1 | -1 | -1 | -1 | 0 | -1 | -1 | -1 | -1 | -1 | -1 | -1 | -1 | -1 | -1 | -1 | -1 | -1 | -1 | -1 | -1 | -1 | -1 | -1 | -1 | -1
|  |  |  | Temperature (-40...+180 °C) CH3 |  |  | 11: 5 |  |  | 0 | [84 empty] | -1 | -1 | -1 | -1 | -1 | 0 | -1 | -1 | -1 | -1 | -1 | -1 | -1 | -1 | -1 | -1 | -1 | -1 | -1 | -1 | -1 | -1 | -1 | -1 | -1 | -1
|  |  |  | Temperature (-20...+60 °C) CH3 |  |  | 11: 6 |  |  | 0 | [84 empty] | -1 | -1 | -1 | -1 | -1 | -1 | 0 | -1 | -1 | -1 | -1 | -1 | -1 | -1 | -1 | -1 | -1 | -1 | -1 | -1 | -1 | -1 | -1 | -1 | -1 | -1
|  |  |  | Temperature (-20...+80 °C) CH3 |  |  | 11: 7 |  |  | 0 | [84 empty] | -1 | -1 | -1 | -1 | -1 | -1 | -1 | 0 | -1 | -1 | -1 | -1 | -1 | -1 | -1 | -1 | -1 | -1 | -1 | -1 | -1 | -1 | -1 | -1 | -1 | -1
|  |  |  | Temperature (0...+60 °C) CH3 |  |  | 11: 8 |  |  | 0 | [84 empty] | -1 | -1 | -1 | -1 | -1 | -1 | -1 | -1 | 0 | -1 | -1 | -1 | -1 | -1 | -1 | -1 | -1 | -1 | -1 | -1 | -1 | -1 | -1 | -1 | -1 | -1
|  |  |  | Temperature (0...+80 °C) CH3 |  |  | 11: 9 |  |  | 0 | [84 empty] | -1 | -1 | -1 | -1 | -1 | -1 | -1 | -1 | -1 | 0 | -1 | -1 | -1 | -1 | -1 | -1 | -1 | -1 | -1 | -1 | -1 | -1 | -1 | -1 | -1 | -1
|  |  |  | Temperature (0...+100 °C) CH3 | [19 empty] | 0 | [84 empty] | -1 | -1 | -1 | -1 | -1 | -1 | -1 | -1 | -1 | -1 | 0 | -1 | -1 | -1 | -1 | -1 | -1 | -1 | -1 | -1 | -1 | -1 | -1 | -1 | -1 | -1 | bar: 1 to 7; 11
|  |  |  | Temperature (+5…+70 °C) CH3 | [19 empty] | 0 | [84 empty] | -1 | -1 | -1 | -1 | -1 | -1 | -1 | -1 | -1 | -1 | -1 | 0 | -1 | -1 | -1 | -1 | -1 | -1 | -1 | -1 | -1 | -1 | -1 | -1 | -1 | -1 | bar: 11
|  |  |  | Dewpoint Temperature (-20...+100 °C) CH3 | [19 empty] | 0 | [84 empty] | -1 | -1 | -1 | -1 | -1 | -1 | -1 | -1 | -1 | -1 | -1 | -1 | 0 | -1 | -1 | -1 | -1 | -1 | -1 | -1 | -1 | -1 | -1 | -1 | -1 | -1 | bar: 1 to 7; 11
|  |  |  | Dewpoint / Frostpoint Temperature (-80...+20 °C) CH3 | [19 empty] | 0 | [84 empty] | -1 | -1 | -1 | -1 | -1 | -1 | -1 | -1 | -1 | -1 | -1 | -1 | -1 | 0 | -1 | -1 | -1 | -1 | -1 | -1 | -1 | -1 | -1 | -1 | -1 | -1 | bar: 11
|  |  |  | Wetbulb temperature (0...+100 °C) CH3 | [19 empty] | 0 | [84 empty] | -1 | -1 | -1 | -1 | -1 | -1 | -1 | -1 | -1 | -1 | -1 | -1 | -1 | -1 | 0 | -1 | -1 | -1 | -1 | -1 | -1 | -1 | -1 | -1 | -1 | -1 | bar: 1 to 7; 11
|  |  |  | Water concentration (0...1000 ppmv) CH3 | [19 empty] | 0 | [84 empty] | -1 | -1 | -1 | -1 | -1 | -1 | -1 | -1 | -1 | -1 | -1 | -1 | -1 | -1 | -1 | 0 | -1 | -1 | -1 | -1 | -1 | -1 | -1 | -1 | -1 | -1 | bar: 11
|  |  |  | Carbon dioxide (0…20 %) CH3 | [19 empty] | 0 | [84 empty] | -1 | -1 | -1 | -1 | -1 | -1 | -1 | -1 | -1 | -1 | -1 | -1 | -1 | -1 | -1 | -1 | 0 | -1 | -1 | -1 | -1 | -1 | -1 | -1 | -1 | -1 | bar: 1 to 7; 11
|  |  |  | Carbon dioxide (0…2 000 ppm) CH3 | [19 empty] | 0 | [84 empty] | -1 | -1 | -1 | -1 | -1 | -1 | -1 | -1 | -1 | -1 | -1 | -1 | -1 | -1 | -1 | -1 | -1 | 0 | -1 | -1 | -1 | -1 | -1 | -1 | -1 | -1 | bar: 11
|  |  |  | Carbon dioxide (0…3 000 ppm) CH3 | [19 empty] | 0 | [84 empty] | -1 | -1 | -1 | -1 | -1 | -1 | -1 | -1 | -1 | -1 | -1 | -1 | -1 | -1 | -1 | -1 | -1 | -1 | 0 | -1 | -1 | -1 | -1 | -1 | -1 | -1 | bar: 1 to 7; 11
|  |  |  | Carbon dioxide (0…10 000 ppm) CH3 | [19 empty] | 0 | [84 empty] | -1 | -1 | -1 | -1 | -1 | -1 | -1 | -1 | -1 | -1 | -1 | -1 | -1 | -1 | -1 | -1 | -1 | -1 | -1 | 0 | -1 | -1 | -1 | -1 | -1 | -1 | bar: 11
|  |  |  | Water-hydrogen peroxide mixture (0…2 000 ppm) CH3 | [19 empty] | 0 | [84 empty] | -1 | -1 | -1 | -1 | -1 | -1 | -1 | -1 | -1 | -1 | -1 | -1 | -1 | -1 | -1 | -1 | -1 | -1 | -1 | -1 | 0 | -1 | -1 | -1 | -1 | -1 | bar: 1 to 7; 11
|  |  |  | Water Activity (0...1) CH3 | [19 empty] | 0 | [84 empty] | -1 | -1 | -1 | -1 | -1 | -1 | -1 | -1 | -1 | -1 | -1 | -1 | -1 | -1 | -1 | -1 | -1 | -1 | -1 | -1 | -1 | 0 | -1 | -1 | -1 | -1 | bar: 11
|  |  |  | Mixing ratio (0...500 g/kg) CH3 | [19 empty] | 0 | [84 empty] | -1 | -1 | -1 | -1 | -1 | -1 | -1 | -1 | -1 | -1 | -1 | -1 | -1 | -1 | -1 | -1 | -1 | -1 | -1 | -1 | -1 | -1 | 0 | -1 | -1 | -1 | bar: 1 to 7; 11
|  |  |  | Relative Saturation (0…100 %RS) (for oil) CH3 | [19 empty] | 0 | [84 empty] | -1 | -1 | -1 | -1 | -1 | -1 | -1 | -1 | -1 | -1 | -1 | -1 | -1 | -1 | -1 | -1 | -1 | -1 | -1 | -1 | -1 | -1 | -1 | 0 | -1 | -1 | bar: 11
|  |  |  | Relative Saturation H2O+H2O2 (0…100 %RS) CH3 | [19 empty] | 0 | [84 empty] | -1 | -1 | -1 | -1 | -1 | -1 | -1 | -1 | -1 | -1 | -1 | -1 | -1 | -1 | -1 | -1 | -1 | -1 | -1 | -1 | -1 | -1 | -1 | -1 | 0 | -1 | bar: 1 to 7; 11
|  |  | • | Custom Scaling, Please specify parameter and range: | [17 empty] | 69 | 69 | 0 | [84 empty] | -1 | -1 | -1 | -1 | -1 | -1 | -1 | -1 | -1 | -1 | -1 | -1 | -1 | -1 | -1 | -1 | -1 | -1 | -1 | -1 | -1 | -1 | -1 | -1 | -1 | 0 | bar: 11
accessory | 12 | Accessories | • | USB Service Cable | [17 empty] | 204 | 204 | 0 | [110 empty] | 0 | -1 | bar: 1 to 12
|  |  |  | No Accessories | [19 empty] | 0 | [110 empty] | -1 | 0 | bar: 12
| 13 | Mounting |  | No Mounting Accessories |  |  | 13: 0 |  |  | 0 | [112 empty] | 0 | -1 | -1
|  |  | • | Adapter Plate for xMT330 Series | DRW257715SP | [16 empty] | 88 | 88 | 0 | [112 empty] | -1 | 0 | -1 | bar: 13
|  |  | • | DIN Rail Installation Kit |  |  | 13: 2 | 88 | 88 | 0 | [112 empty] | -1 | -1 | 0
hw | 14 | Identity |  | Vaisala | [19 empty] | 0 | TRUE | [114 empty] | 0 | bar: 1 to 14
| 15 | Documentation |  | None |  |  | 15: 0 |  |  | 0 | [116 empty] | 0 | -1
|  |  | • | Mulltilingual Quick Guide | [17 empty] | 21 | 21 | 0 | [116 empty] | -1 | 0 | bar: 15
[6 empty] | INDIGO300 | 1: 0NV | 0 | 0 | 0
| Note: |  | Selections in bold are included in the prices of the basic versions.
|  | • | Selections in italic are available at an extra price.
| Links: |  | User guide
Datasheet
Technical drawing
Vaisala.com product page
Services (online store)
| accessory |  |  |  | item code
| Spare Part Dummy Plug M16, MsNi/NBR, IP68 |  |  |  | 210369SP | [16 empty] | 38 | 38
| Conduit fitting + O‑ring (M16×1.5 / NPT1/2") |  |  |  | 210675SP | [16 empty] | 42 | 42
| Conduit Fitting M20x1.5 for NPT1/2 Conduit |  |  |  | 214780SP | [16 empty] | 62 | 62
| Spare Part Cable Gland M20x1.5, 7.0 - 13.0mm |  |  |  | 253993SP | [16 empty] | 47 | 47
| M12 - M8 service cable 1.5 m (4.9 ft) |  |  |  | 262195SP | [16 empty] | 133 | 133
| Cable Gland MsNi, 16x1.5 2-6mm |  |  |  | ASM213671SP | [16 empty] | 62 | 62
| Dummy Plug MsNi, 20x1.5 |  |  |  | ASM213672SP | [16 empty] | 42 | 42
| DIN-Rail Installation Kit for INDIGO300 |  |  |  | ASM215071SP | [16 empty] | 91 | 91
| Connection cable, M12-5F - open wires, 0.3 m |  |  |  | CBL210896-03MSP | [16 empty] | 76 | 76
| Connection cable, M12-5F - open wires, 10 m |  |  |  | CBL210896-10MSP | [16 empty] | 144 | 144
| Connection cable, M12-5F - open wires, 1 m |  |  |  | CBL210896-1MSP | [16 empty] | 81 | 81
| Connection cable, M12-5F - open wires, 3 m |  |  |  | CBL210896-3MSP | [16 empty] | 103 | 103
| Connection cable, M12-5F - open wires, 5 m |  |  |  | CBL210896-5MSP | [16 empty] | 123 | 123
| Spare Part M12 Service Port Plug |  |  |  | DRW257660SP | [16 empty] | 45 | 45
| Retrofit backplate For Indigo300 |  |  |  | DRW257715SP | [16 empty] | 90 | 90
| Probe Connection Cable (M12-M12), 10 m |  |  |  | INDIGOCABLE10M | [16 empty] | 197 | 197
| Probe Connection Cable, M12-5F - M12-5M, 1 m |  |  |  | INDIGOCABLE1M | [16 empty] | 105 | 105
| Probe Connection Cable, M12-5F - M12-5M, 3 m |  |  |  | INDIGOCABLE3M | [16 empty] | 125 | 125
| Probe Connection Cable, M12-5F - M12-5M, 5 m |  |  |  | INDIGOCABLE5M | [16 empty] | 157 | 157
| Probe Connection Cable, M12-5F - M12-5M, 10 m, Hygienic Design |  |  |  | INDIGOCABLEHD10M | [16 empty] | 197 | 197
| Probe Connection Cable, M12-5F - M12-5M, 1.5 m, Hygienic Design |  |  |  | INDIGOCABLEHD1M5 | [16 empty] | 105 | 105
| Probe Connection Cable, M12-5F - M12-5M, 3 m, Hygienic Design |  |  |  | INDIGOCABLEHD3M | [16 empty] | 125 | 125
| Probe Connection Cable, M12-5F - M12-5M, 5 m, Hygienic Design |  |  |  | INDIGOCABLEHD5M | [16 empty] | 157 | 157
| Indigo-compatible USB Adapter |  |  |  | USB2 | [16 empty] | 157 | 157
A
B
0
A
B
C
D
E
F
1
2
3
1
2
3
4
A
B
C
N
N
1
2
3
4
5
6
7
A
B
C
0
1
2
3
4
5
6
7
8
9
A
B
C
D
E
F
G
H
J
K
L
M
P
R
T
X
0
1
2
3
4
5
6
7
8
9
A
B
C
D
E
F
G
H
J
K
L
M
P
R
T
X
0
1
2
3
4
5
6
7
8
9
A
B
C
D
E
F
G
H
J
K
L
M
P
R
T
X
A
N
0
1
2
V
0
1

## INDIGO202
[14 empty] | Select grey column and press delete to clear selections => |  |  | TRUE
TRUE
|  |  |  | Price valid from: 2025-04-23 |  | Back to Index | [10 empty] | FALSE
INDIGO202
| INDIGO202 Digital Transmitter | [11 empty] | 0%
[5 empty] | Sparepart | Not valid Configuration | 1 | 2 | 3 | 4 | 5 | List Price (CAD) | Discounted
|  | INDIGO202 Digital Transmitter |  |  |  | INDIGO202 |  | A |  |  |  | 834 | 834 | Status | Selected | 0 | 0 | TRUE | 0 | 0 | 0 | 0 | 0 | 0 | 0 | 0
hardware | 1 | Display |  | Display With Metric Units |  |  | 1 | [6 empty] | 0 |  | 0 | -1
|  |  |  | Display With Non-metric Units |  |  | 2 | [6 empty] | 0 |  | -1 | 0
settings | 2 | Analog Outputs Type |  | Modbus RTU Over RS-485 Serial Protocol |  |  |  | A | [5 empty] | 0 | TRUE |  |  | 0
accessory | 3 | Cables |  | No Probe Cable |  |  |  |  | 0 |  |  |  |  | 0 |  |  |  |  | 0 | -1 | -1 | -1 | -1
|  |  | • | Remote Probe Cable, 1m | INDIGOCABLE1M |  |  |  | 1 |  |  | 105 | 105 | 0 |  |  |  |  | -1 | 0 | -1 | -1 | -1
|  |  | • | Remote Probe Cable, 3m | INDIGOCABLE3M |  |  |  | 2 |  |  | 125 | 125 | 0 |  |  |  |  | -1 | -1 | 0 | -1 | -1
|  |  | • | Remote Probe Cable, 5m | INDIGOCABLE5M |  |  |  | 3 |  |  | 157 | 157 | 0 |  |  |  |  | -1 | -1 | -1 | 0 | -1
|  |  | • | Remote Probe Cable, 10m | INDIGOCABLE10M |  |  |  | 4 |  |  | 197 | 197 | 0 |  |  |  |  | -1 | -1 | -1 | -1 | 0
hardware | 4 | External Power Supply |  | No Power Supply | [5 empty] | A |  |  |  | 0 | [9 empty] | 0 | -1
|  |  | • | Universal mains power supply with EU/US/UK/AUS plugs | INDIGOPOWER24VSP |  |  |  |  | B |  | 173 | 173 | 0 | [9 empty] | -1 | 0
settings | 5 | Customization |  | NO Customization | [6 empty] | 0 |  |  | 0 | [11 empty] | 0
[6 empty] | INDIGO202 | A |  |  |  |  | 834 | 834 | 0
| Note: |  | Selections in bold are included in the prices of the basic versions.
|  | • | Selections in italic are available at an extra price.
| Links: |  | User guide
Datasheet
Technical drawing
Vaisala.com product page
Services (online store)
| accessory |  |  |  | item code
| Cable, Data, SH USB(A)(M)-USB(C)(M), 2m, PVC, BLK |  |  |  | 273956 | [6 empty] | 23 | 23
| Connection cable, M12-5F - open wires, 0.3 m |  |  |  | CBL210896-03MSP | [6 empty] | 76 | 76
| Probe Connection Cable (M12-M12), 10 m |  |  |  | INDIGOCABLE10M | [6 empty] | 197 | 197
| Probe Connection Cable, M12-5F - M12-5M, 1 m |  |  |  | INDIGOCABLE1M | [6 empty] | 105 | 105
| Probe Connection Cable, M12-5F - M12-5M, 3 m |  |  |  | INDIGOCABLE3M | [6 empty] | 125 | 125
| Probe Connection Cable, M12-5F - M12-5M, 5 m |  |  |  | INDIGOCABLE5M | [6 empty] | 157 | 157
| Probe Connection Cable, M12-5F - M12-5M, 10 m, Hygienic Design |  |  |  | INDIGOCABLEHD10M | [6 empty] | 197 | 197
| Probe Connection Cable, M12-5F - M12-5M, 1.5 m, Hygienic Design |  |  |  | INDIGOCABLEHD1M5 | [6 empty] | 105 | 105
| Probe Connection Cable, M12-5F - M12-5M, 3 m, Hygienic Design |  |  |  | INDIGOCABLEHD3M | [6 empty] | 125 | 125
| Probe Connection Cable, M12-5F - M12-5M, 5 m, Hygienic Design |  |  |  | INDIGOCABLEHD5M | [6 empty] | 157 | 157
| Power Supply Assembly 24 VDC |  |  |  | INDIGOPOWER24VSP | [6 empty] | 173 | 173
| Service |  |  |  | item code
| Services for DMP5 |  |  |  | DMP5SERVICES
| Services for DMP6 |  |  |  | DMP6SERVICES
| Services for DMP7 |  |  |  | DMP7SERVICES
| Services for DMP8 |  |  |  | DMP8SERVICES
| Services for GMP251 |  |  |  | GMP251SERVICES
| Services for GMP252 |  |  |  | GMP252SERVICES
| Services for HMP1 |  |  |  | HMP1SERVICES
| Services for HMP3 |  |  |  | HMP3SERVICES
| Services for HMP4 |  |  |  | HMP4SERVICES
| Services for HMP5 |  |  |  | HMP5SERVICES
| Services for HMP7 |  |  |  | HMP7SERVICES
| Services for HMP8 |  |  |  | HMP8SERVICES
| Services for HMP9 |  |  |  | HMP9SERVICES
| Services for HPP271 |  |  |  | HPP271SERVICES
| Services for HPP272 |  |  |  | HPP272SERVICES
| Services for INDIGO202 |  |  |  | INDIGO202SERVICES
| Services for MMP |  |  |  | MMPSERVICES
| Services for TMP1 |  |  |  | TMP1SERVICES
1
2
A
0
1
2
3
4
A
B
0

## INDIGO201
[14 empty] | Select grey column and press delete to clear selections => |  |  | TRUE
TRUE
|  |  |  | Price valid from: 2025-04-23 |  | Back to Index | [10 empty] | FALSE
INDIGO201
| INDIGO201 Analog Output Transmitter | [11 empty] | 0%
[5 empty] | Sparepart | Not valid Configuration | 1 | 2 | 3 | 4 | 5 | List Price (CAD) | Discounted
|  | INDIGO201 Analog Output Transmitter |  |  |  | INDIGO201 | [5 empty] | 619 | 619 | Status | Selected | 0 | 0 | 0 | 0 | 0 | 0 | 0 | 0 | 0 | 0 | 0 | 0 | 0 | 0 | 0 | 0 | 0
hardware | 1 | Display |  | No Display |  |  | 0 | [6 empty] | 0 |  | 0 | -1 | -1
|  |  | • | Display With Metric Units |  |  | 1 |  |  |  |  | 162 | 162 | 0 |  | -1 | 0 | -1
|  |  | • | Display With Non-metric Units |  |  | 2 |  |  |  |  | 162 | 162 | 0 |  | -1 | -1 | 0
settings | 2 | Analog Output Settings |  | 4...20 mA |  |  |  | A | [5 empty] | 0 |  |  |  |  | 0 | -1 | -1 | -1 | -1 | -1
|  |  |  | 0...20 mA |  |  |  | B | [5 empty] | 0 |  |  |  |  | -1 | 0 | -1 | -1 | -1 | -1
|  |  |  | 0...1 V |  |  |  | C | [5 empty] | 0 |  |  |  |  | -1 | -1 | 0 | -1 | -1 | -1
|  |  |  | 0...5 V |  |  |  | D | [5 empty] | 0 |  |  |  |  | -1 | -1 | -1 | 0 | -1 | -1
|  |  |  | 0...10 V |  |  |  | E | [5 empty] | 0 |  |  |  |  | -1 | -1 | -1 | -1 | 0 | -1
|  |  |  | 1...5 V |  |  |  | F | [5 empty] | 0 |  |  |  |  | -1 | -1 | -1 | -1 | -1 | 0
accessory | 3 | Cables |  | No Probe Cable |  |  |  |  | 0 |  |  |  |  | 0 | [10 empty] | 0 | -1 | -1 | -1 | -1
|  |  | • | Remote Probe Cable, 1m | INDIGOCABLE1M |  |  |  | 1 |  |  | 105 | 105 | 0 | [10 empty] | -1 | 0 | -1 | -1 | -1
|  |  | • | Remote Probe Cable, 3m | INDIGOCABLE3M |  |  |  | 2 |  |  | 125 | 125 | 0 | [10 empty] | -1 | -1 | 0 | -1 | -1
|  |  | • | Remote Probe Cable, 5m | INDIGOCABLE5M |  |  |  | 3 |  |  | 157 | 157 | 0 | [10 empty] | -1 | -1 | -1 | 0 | -1
|  |  | • | Remote Probe Cable, 10m | INDIGOCABLE10M |  |  |  | 4 |  |  | 197 | 197 | 0 | [10 empty] | -1 | -1 | -1 | -1 | 0
hardware | 4 | External Power Supply |  | No Power Supply | [5 empty] | A |  |  |  | 0 | [15 empty] | 0 | -1
|  |  | • | Universal mains power supply with EU/US/UK/AUS plugs | INDIGOPOWER24VSP |  |  |  |  | B |  | 173 | 173 | 0 | [15 empty] | -1 | 0
settings | 5 | Customization |  | NO Customization | [6 empty] | 0 |  |  | 0 | [17 empty] | 0
[6 empty] | INDIGO201 | [5 empty] | 619 | 619 | 0
| Note: |  | Selections in bold are included in the prices of the basic versions.
|  | • | Selections in italic are available at an extra price.
| Links: |  | User guide
Datasheet
Technical drawing
Vaisala.com product page
Services (online store)
| accessory |  |  |  | item code
| Cable, Data, SH USB(A)(M)-USB(C)(M), 2m, PVC, BLK |  |  |  | 273956 | [6 empty] | 23 | 23
| Connection cable, M12-5F - open wires, 0.3 m |  |  |  | CBL210896-03MSP | [6 empty] | 76 | 76
| Connection cable, M12-5F - open wires, 10 m |  |  |  | CBL210896-10MSP | [6 empty] | 144 | 144
| Probe Connection Cable (M12-M12), 10 m |  |  |  | INDIGOCABLE10M | [6 empty] | 197 | 197
| Probe Connection Cable, M12-5F - M12-5M, 1 m |  |  |  | INDIGOCABLE1M | [6 empty] | 105 | 105
| Probe Connection Cable, M12-5F - M12-5M, 3 m |  |  |  | INDIGOCABLE3M | [6 empty] | 125 | 125
| Probe Connection Cable, M12-5F - M12-5M, 5 m |  |  |  | INDIGOCABLE5M | [6 empty] | 157 | 157
| Probe Connection Cable, M12-5F - M12-5M, 10 m, Hygienic Design |  |  |  | INDIGOCABLEHD10M | [6 empty] | 197 | 197
| Probe Connection Cable, M12-5F - M12-5M, 1.5 m, Hygienic Design |  |  |  | INDIGOCABLEHD1M5 | [6 empty] | 105 | 105
| Probe Connection Cable, M12-5F - M12-5M, 3 m, Hygienic Design |  |  |  | INDIGOCABLEHD3M | [6 empty] | 125 | 125
| Probe Connection Cable, M12-5F - M12-5M, 5 m, Hygienic Design |  |  |  | INDIGOCABLEHD5M | [6 empty] | 157 | 157
| Power Supply Assembly 24 VDC |  |  |  | INDIGOPOWER24VSP | [6 empty] | 173 | 173
| Service |  |  |  | item code
| Services for DMP5 |  |  |  | DMP5SERVICES
| Services for DMP6 |  |  |  | DMP6SERVICES
| Services for DMP7 |  |  |  | DMP7SERVICES
| Services for DMP8 |  |  |  | DMP8SERVICES
| Services for GMP251 |  |  |  | GMP251SERVICES
| Services for GMP252 |  |  |  | GMP252SERVICES
| Services for HMP1 |  |  |  | HMP1SERVICES
| Services for HMP3 |  |  |  | HMP3SERVICES
| Services for HMP4 |  |  |  | HMP4SERVICES
| Services for HMP5 |  |  |  | HMP5SERVICES
| Services for HMP7 |  |  |  | HMP7SERVICES
| Services for HMP8 |  |  |  | HMP8SERVICES
| Services for HMP9 |  |  |  | HMP9SERVICES
| Services for HPP271 |  |  |  | HPP271SERVICES
| Services for HPP272 |  |  |  | HPP272SERVICES
| Services for INDIGO201 |  |  |  | INDIGO201SERVICES
| Services for MMP |  |  |  | MMPSERVICES
| Services for TMP1 |  |  |  | TMP1SERVICES
0
1
2
A
B
C
D
E
F
0
1
2
3
4
A
B
0

## family GMX250
|  | Price valid from: 2025-04-23 | Back to Index
family GMX250
| Description |  | Product Code | List Price (CAD) | Discounted
| Cable, Instrumentation M12/5(F)-Open, 5xAWG22, 1m, PTFE/PTFE, WHT |  | CBL210780-1M | 147 | 147
| Cable, Sensor, M12/5(F)-Open For GMP250 Probes |  | CBL210780-1MSP | 147 | 147
| Porous Sintered PTFE filter Extra Protection |  | DRW243649SP | 71 | 71
| Connection Cable, M12-5F - Open Wires, 1.5 m |  | 223263SP | 71 | 71
| Flow-through Adapter with Gas Ports |  | ASM211697SP | 113 | 113
| Probe Mounting Clips (2 pcs) |  | 243257SP | 44 | 44
| GMP251/GMP252 Relay box Spare Part |  | GMP250RELAYBOXSP | 331 | 331
| Radiation Shield for Outdoor Use |  | DTR250 | 419 | 419
| Calibration Adapter |  | DRW244827SP | 184 | 184
| Probe Mounting Flange |  | 243261SP | 113 | 113
| MI70 Connection Cable with M12-5F Connector |  | CBL210472 | 320 | 320
| Standard Membrane Filter |  | ASM211650SP | 44 | 44
| Spray Shield (IPX9 Rating) |  | ASM212017SP | 130 | 130
| Porous Sintered PTFE Filter, Extra Protection |  | DRW244221SP | 101 | 101
| High Temperature Durable Cable (Special Plug), 10 pcs |  | CBL210347-10SP | 1574 | 1574
| Connection Cable, M12-5F 90° - Open Wires, 0.6 m |  | 244669SP | 71 | 71
| Flat Cable, M12-5(M) - M12-5(F), 1m |  | CBL210493SP | 143 | 143
| Radiation Shield with Mast Installation Kit |  | DTR250A | 580 | 580
| Flow Through Adapter Assembly GMP252 Spare Part |  | ASM212011SP | 131 | 131

## family GMW80
|  | Price valid from: 2025-04-23 | Back to Index
family GMW80
| Description |  | Product Code | List Price (CAD) | Discounted
| Wall Mount CO2 Transmitter, IP64 |  | GMW87 | 481 | 481
| CO2 + T Wall Mount Transmitter, 0...10 V, LED |  | GMW83A | 333 | 333
| CO2 + RH + T Wall Mount Transmitter, 0...10 V |  | GMW83RP | 377 | 377
| CO2 + RH + T Wall Mount Transmitter, 0...10 V, Display |  | GMW83DRP | 437 | 437
| CO2 + T Wall Mount Transmitter, 0...10 V |  | GMW83 | 293 | 293
| CO2 + T Wall Mount Transmitter, 0...10 V, Display |  | GMW83D | 353 | 353
| CO2+T Wall Mount Transmitter, 4...20 mA, Relay |  | GMW84S | 333 | 333
| CO2+T Wall Mount Transmitter, 4...20 mA |  | GMW84 | 293 | 293
| CO2 + RH + T Wall Mount Transmitter, 0...10 V, Display |  | GMW83DRPC | 541 | 541
| CO2 + RH + T Wall Mount Transmitter, 0...10 V |  | GMW83RPC | 481 | 481
| Wall Mount CO2 Transmitter, IP64 |  | GMW88 | 493 | 493
| CO2 Transmitter Wall Model |  | GMW86P | 293 | 293

## GMP343
[20 empty] | Select grey column and press delete to clear selections => |  |  | TRUE
TRUE
|  |  |  | Price valid from: 2025-04-23 |  | Back to Index | [16 empty] | FALSE
(1 AND 2)
GMP343
| Carbon Dioxide probe | [17 empty] | 0%
[5 empty] | Sparepart | Not valid Configuration | 1 | 2 | 3 | 4 | 5 | 6 | 7 | 8 | 9 | 10 | 11 | List Price (CAD) | Discounted
|  | Carbon Dioxide probe |  |  |  | GMP343 | [11 empty] | 0 | 0 | Status | Selected | 0 | 0 | 0 | 0 | 0 | 0 | 0 | 0 | 0 | 0 | 0 | 0 | 0 | 0 | 0 | 0 | 0 | 0 | 0 | 0 | 0 | 0 | 0 | 0 | 0 | 0 | 0 | 0 | 0 | 0 | 0 | 0 | 0
hardware | 1 | Sampling method | • | Diffusion | [13 empty] | 4661 | 4661 | 0 |  | 0 | -1 | bar: 1 to 11
|  |  | • | Flow Through | [13 empty] | 5091 | 5091 | 0 |  | -1 | 0 | bar: 1 to 11
| 2 | Measurement range of the probe |  | CO2 Measuring Range 1000ppm | [15 empty] | 0 |  |  |  | 0 | -1 | -1 | -1 | -1 | -1 | bar: 1 to 11
|  |  |  | CO2 Measuring Range 2000ppm |  |  | 2: 2 |  |  | 0 |  |  |  | -1 | 0 | -1 | -1 | -1 | -1
|  |  |  | CO2 Measuring Range 3000ppm |  |  | 2: 3 |  |  | 0 |  |  |  | -1 | -1 | 0 | -1 | -1 | -1
|  |  |  | CO2 Measuring Range 4000ppm |  |  | 2: 4 |  |  | 0 |  |  |  | -1 | -1 | -1 | 0 | -1 | -1
|  |  |  | CO2 Measuring Range 5000ppm |  |  | 2: 5 |  |  | 0 |  |  |  | -1 | -1 | -1 | -1 | 0 | -1
|  |  |  | CO2 Measuring Range 2% |  |  | 2: 6 |  |  | 0 |  |  |  | -1 | -1 | -1 | -1 | -1 | 0
settings | 3 | Analog output selection |  | Voltage Output 0...5V | [15 empty] | 0 | [9 empty] | 0 | -1 | -1 | bar: 1 to 11
|  |  |  | Voltage Output 0...2,5V | [15 empty] | 0 | [9 empty] | -1 | 0 | -1 | bar: 3 to 11
|  |  |  | Current Output 4...20mA | [15 empty] | 0 | [9 empty] | -1 | -1 | 0 | bar: 1 to 11
| 4 | Digital output selection |  | RS-232 | [15 empty] | 0 | [12 empty] | 0 | -1 | bar: 1 to 11
|  |  |  | RS-485 |  |  | 4: 2 |  |  | 0 | [12 empty] | -1 | 0 | [19 empty] | -1
accessory | 5 | Probe cable | • | Probe cable (with M12 type female connector), 2m | GMP343Z200SP | [12 empty] | 58 | 58 | 0 | [14 empty] | 0 | -1 | -1 | -1 | bar: 1 to 11
|  |  | • | Probe cable (with M12 type female connector), 6m | GMP343Z600SP | [12 empty] | 90 | 90 | 0 | [14 empty] | -1 | 0 | -1 | -1 | bar: 5 to 11
|  |  | • | Probe cable (with M12 type female connector), 10m | GMP343Z1000SP | [12 empty] | 98 | 98 | 0 | [14 empty] | -1 | -1 | 0 | -1 | bar: 1 to 11
|  |  |  | No indicator | [15 empty] | 0 | [14 empty] | -1 | -1 | -1 | 0 | bar: 5 to 11
| 6 | Measurement indicator MI70 and accessories |  | No accessories |  |  | 6: 0 |  |  | 0 | [18 empty] | 0 | -1 | -1
|  |  | • | MI70 Meas. Indicator & DRW216050 (2m cable) | [13 empty] | 1572 | 1572 | 0 | [18 empty] | -1 | 0 | -1 | bar: 6 to 11
|  |  | • | Connection Cable MI70 RKC 8/9+4Pin Cable |  |  | 6: 2 | 118 | 118 | 0 | [18 empty] | -1 | -1 | 0
| 7 | Calibration accessories | • | Calibration Adapter GMP343 Diffusion model | GMP343ADAPTER | [12 empty] | 232 | 232 | 0 | [21 empty] | 0 | -1 | -1 | -1 | bar: 1 to 11
|  |  | • | PC connection kit | 219687 | [12 empty] | 303 | 303 | 0 | [21 empty] | -1 | 0 | -1 | -1 | bar: 7 to 11
|  |  | • | Calibration Adapter and PC connection kit | [13 empty] | 535 | 535 | 0 | [21 empty] | -1 | -1 | 0 | -1 | bar: 1 to 11
|  |  |  | No accessories | [15 empty] | 0 | [21 empty] | -1 | -1 | -1 | 0 | bar: 7 to 11
| 8 | Mounting accessories |  | No accessories |  |  | 8: 0 |  |  | 0 | [25 empty] | 0 | -1
|  |  | • | Mounting Kit GMP343 | GMP343FLANGE | [12 empty] | 142 | 142 | 0 | [25 empty] | -1 | 0 | bar: 8 to 11
| 9 | Wiring accessories | • | Junction Box / GMP343 PC B 65 G 110x80x65 | JUNCTIONBOX-8 | [12 empty] | 69 | 69 | 0 | [27 empty] | 0 | -1 | bar: 1 to 11
|  |  |  | None | [15 empty] | 0 | [27 empty] | -1 | 0 | bar: 9 to 11
| 10 | Special features |  | None |  |  | 10: 0 |  |  | 0 | [29 empty] | 0 |  |  |  | -1
| 11 | User's Guide |  | No User's Guide | [15 empty] | 0 | [30 empty] | 0 | -1 | -1 | bar: 1 to 11
|  |  |  | User´s Guide GMP343, English | [15 empty] | 0 | [30 empty] | -1 | 0 | -1 | -1 | bar: 11
|  |  |  | User´s Guide GMP343, Japanese | [15 empty] | 0 | [30 empty] | -1 | -1 | 0 | -1 | bar: 1 to 11
[6 empty] | GMP343 | [11 empty] | 0 | 0 | 0
| Note: |  | Selections in bold are included in the prices of the basic versions.
|  | • | Selections in italic are available at an extra price.
| Links: |  | User guide
Datasheet
Technical drawing
Vaisala.com product page
Services (online store)
| accessory |  |  |  | item code
| Soil Kit Horizontal GMP343 |  |  |  | 215519 | [12 empty] | 353 | 353
| Soil Kit Vertical GMP343 |  |  |  | 215520 | [12 empty] | 353 | 353
| Weather prot.+hydr.filt. Porous PTFE |  |  |  | 215521 | [12 empty] | 272 | 272
| USB Cable D9, RS-232 |  |  |  | 219686 | [12 empty] | 157 | 157
| MI70 USB Connection Cable |  |  |  | 219687 | [12 empty] | 212 | 212
| MI70 Connection Cable with M12-8F Connector |  |  |  | DRW216050SP | [12 empty] | 162 | 162
| Calibration Adapter GMP343 diffusion model |  |  |  | GMP343ADAPTER | [12 empty] | 288 | 288
| Wall mount bracket GMP343 |  |  |  | GMP343BRACKET | [12 empty] | 142 | 142
| Weath.prot.+diffus.filt. GMP343 diffusion model |  |  |  | GMP343FILTER | [12 empty] | 185 | 185
| Mounting Flange GMP343 |  |  |  | GMP343FLANGE | [12 empty] | 261 | 261
| Connection Cable, M12-8F - Open Wires, 10 m |  |  |  | GMP343Z1000SP | [12 empty] | 184 | 184
| Moulded Cable 2m, Spare Female Plug |  |  |  | GMP343Z200SP | [12 empty] | 103 | 103
| Moulded Cable 6m, Spare Female Plug |  |  |  | GMP343Z600SP | [12 empty] | 153 | 153
| Junction Box with 8-contacts |  |  |  | JUNCTIONBOX-8 | [12 empty] | 270 | 270
| Service |  |  |  | item code
| Services for GMP343 |  |  |  | GMP343SERVICES
A
B
1
2
3
4
5
6
A
B
C
1
2
A
B
C
N
0
1
2
A
B
C
N
0
1
A
N
0
A
B
J

## GMP252
[17 empty] | Select grey column and press delete to clear selections => |  |  | TRUE
TRUE
|  |  |  | Price valid from: 2025-04-23 |  | Back to Index | [13 empty] | FALSE
[57 empty] | 1 AND (NOT (2 OR 3)) | 1 AND (NOT 2)
GMP252
| CO2 Probe for ppm Measurements | [14 empty] | 0%
[5 empty] | Sparepart | Not valid Configuration | 1 | 2 | 3 | 4 | 5 | 6 | 7 | 8 | List Price (CAD) | Discounted
|  | CO2 Probe for ppm Measurements |  |  |  | GMP252 | [8 empty] | 1102 | 1102 | Status | Selected | 0 | 0 | 0 | 0 | 0 | 0 | 0 | 0 | 0 | 0 | 0 | 0 | 0 | 0 | 0 | 0 | 0 | 0 | 0 | 0 | 0 | 0 | 0 | 0 | 0 | 0 | 0 | 0 | 0 | 0 | 0 | 0 | 0 | 0 | 0 | 0 | 0 | 0 | 0 | 0
hardware | 1 | Probe Type |  | 0...10 000 ppm Probe with Sintered PTFE Filter | [12 empty] | 0 |  | 0 | -1 | -1 | -1 | -1 | -1 | -1 | bar: 1 to 8
|  |  |  | 0...5000 ppm Probe with Sintered PTFE Filter |  |  | 1: 2 |  |  | 0 |  | -1 | 0 | -1 | -1 | -1 | -1 | -1
|  |  |  | 0...2000 ppm Probe with Sintered PTFE Filter |  |  | 1: 3 |  |  | 0 |  | -1 | -1 | 0 | -1 | -1 | -1 | -1
|  |  |  | 0...3000 ppm Probe with Sintered PTFE Filter |  |  | 1: 4 |  |  | 0 |  | -1 | -1 | -1 | 0 | -1 | -1 | -1
|  |  |  | 0...20 000 ppm Probe with Sintered PTFE Filter |  |  | 1: 5 |  |  | 0 |  | -1 | -1 | -1 | -1 | 0 | -1 | -1
|  |  |  | 0...20 000 ppm Probe with Porous Sintered PTFE Filter (Indigo80) |  |  | 1: 6 |  |  | 0 |  | -1 | -1 | -1 | -1 | -1 | 0 | -1
|  |  |  | 0...30 000 ppm Probe with Sintered PTFE Filter |  |  | 1: 7 |  |  | 0 |  | -1 | -1 | -1 | -1 | -1 | -1 | 0
settings | 2 | Output Mode |  | RS-485 Modbus |  |  | 2: 0 |  |  | 0 | [8 empty] | 0 | -1 | -1 | -1 | -1 | -1 | -1 | -1
|  |  |  | Digital Output RS-485 | [12 empty] | 0 | [6 empty] | 1 |  | -1 | 0 | -1 | -1 | -1 | -1 | -1 | -1 | bar: 2 to 8
|  |  |  | 4...20mA Output |  |  | 2: 2 |  |  | 0 | [8 empty] | -1 | -1 | 0 | -1 | -1 | -1 | -1 | -1
|  |  |  | 0...20mA Output |  |  | 2: 3 |  |  | 0 | [8 empty] | -1 | -1 | -1 | 0 | -1 | -1 | -1 | -1
|  |  |  | 0...5V Output |  |  | 2: 4 |  |  | 0 | [8 empty] | -1 | -1 | -1 | -1 | 0 | -1 | -1 | -1
|  |  |  | 0...10V Output |  |  | 2: 5 |  |  | 0 | [8 empty] | -1 | -1 | -1 | -1 | -1 | 0 | -1 | -1
|  |  |  | 0...1V Output |  |  | 2: 6 |  |  | 0 | [8 empty] | -1 | -1 | -1 | -1 | -1 | -1 | 0 | -1
|  |  |  | 0...10V Output with Error Level 10.3V | [12 empty] | 0 | [8 empty] | -1 | -1 | -1 | -1 | -1 | -1 | -1 | 0 | bar: 2 to 8
| 3 | Temperature Compensation |  | Temperature Setpoint +25°C (+77°F) | [12 empty] | 0 | [16 empty] | 0 | -1 | -1 | bar: 1 to 8
|  |  |  | Temperature Setpoint +37°C (+99°F) | [12 empty] | 0 | [16 empty] | -1 | 0 | -1 | bar: 3 to 8
|  |  |  | Active Internal Temperature Compensation ON | [12 empty] | 0 | [16 empty] | -1 | -1 | 0 | bar: 1 to 8
| 4 | Pressure Compensation |  | Pressure Setpoint 1013 hPa |  |  | 4: 0 |  |  | 0 | [19 empty] | 0 | -1
|  |  |  | Pressure Setpoint 982 hPa | [12 empty] | 0 | [19 empty] | -1 | 0 | bar: 4 to 8
| 5 | Background Gas Compensation |  | Background Gas Setpoint 0%O2, 0%RH | [12 empty] | 0 | [21 empty] | 0 | -1 | bar: 1 to 8
|  |  |  | Background Gas Setpoint 21%O2, 50%RH | [12 empty] | 0 | [21 empty] | -1 | 0 | bar: 5 to 8
accessory | 6 | Cable |  | No Cable |  |  | 6: 0 |  |  | 0 | [23 empty] | 0 | -1 | -1 | -1 | -1 | -1 | -1 | -1 | -1
|  |  | • | 1.5 m Probe Cable with Open Wires | 223263SP | [9 empty] | 71 | 71 | 0 | [6 empty] | -1 | [16 empty] | -1 | 0 | -1 | -1 | -1 | -1 | -1 | -1 | -1 | bar: 6 to 8
|  |  | • | 0.6 m Probe cable with Open Wires and 90° Plug | 244669SP |  | 6: 3 | 71 | 71 | 0 | [6 empty] | -1 | [16 empty] | -1 | -1 | 0 | -1 | -1 | -1 | -1 | -1 | -1
|  |  | • | 10 m Probe Cable with Open Wires |  |  | 6: 4 | 113 | 113 | 0 | [6 empty] | -1 | [16 empty] | -1 | -1 | -1 | 0 | -1 | -1 | -1 | -1 | -1
|  |  | • | 3 m Probe Cable with Open Wires | 26719SP |  | 6: 5 | 91 | 91 | 0 | [6 empty] | -1 | [16 empty] | -1 | -1 | -1 | -1 | 0 | -1 | -1 | -1 | -1
|  |  | • | 1.5 m Probe cable with Open Wires and 90° Plug |  |  | 6: 6 | 71 | 71 | 0 | [6 empty] | -1 | [16 empty] | -1 | -1 | -1 | -1 | -1 | 0 | -1 | -1 | -1
|  |  | • | High Temperature Durable Cable With Open Wires | CBL210780-1MSP |  | 6: 7 | 147 | 147 | 0 | [6 empty] | -1 | [16 empty] | -1 | -1 | -1 | -1 | -1 | -1 | 0 | -1 | -1
|  |  | • | M12-M12 Probe Connection Cable (Indigo80) | 272075SP |  | 6: 8 | 143 | 143 | 0 | [23 empty] | -1 | -1 | -1 | -1 | -1 | -1 | -1 | 0 | -1
|  |  | • | Flat Probe Connection Cable (Indigo80) | CBL210493SP |  | 6: 9 | 143 | 143 | 0 | [23 empty] | -1 | -1 | -1 | -1 | -1 | -1 | -1 | -1 | 0
| 7 | Mounting | • | Probe Mounting Clips (2 pcs) | 243257SP | [9 empty] | 24 | 24 | 0 | [32 empty] | 0 | -1 | -1 | -1 | bar: 1 to 8
|  |  | • | Probe Mounting Flange | 243261SP | [9 empty] | 93 | 93 | 0 | [32 empty] | -1 | 0 | -1 | -1 | bar: 7 to 8
|  |  | • | Probe Handle with Magnetic Hanger (Indigo80) | GMP252HANDLESP | [9 empty] | 131 | 131 | 0 | [6 empty] | 1 | [25 empty] | -1 | -1 | 0 | -1 | bar: 1 to 8
|  |  |  | No Mounting Accessories | [12 empty] | 0 | [32 empty] | -1 | -1 | -1 | 0 | bar: 7 to 8
hardware | 8 | Package |  | Single Package | [12 empty] | 0 | [34 empty] | -1 |  | 0 | -1 | -1 | bar: 1 to 8
|  |  |  | 10 Piece Multi-package (available if the order contains 10 units) |  |  | 8: 2 |  |  | 0 | [34 empty] | -1 |  | -1 | 0 | -1
|  |  |  | Single Package for Probe with Handle (Indigo80) |  |  | 8: 3 |  |  | 0 | [6 empty] | 1 | [27 empty] | 1 |  | -1 | -1 | 0
[6 empty] | GMP252 | [8 empty] | 1102 | 1102 | 0
| Note: |  | Selections in bold are included in the prices of the basic versions.
|  | • | Selections in italic are available at an extra price.
| Links: |  | User guide
Datasheet
Technical drawing
Vaisala.com product page
Services (online store)
| accessory |  |  |  | item code
| Connection Cable, M12-5F - Open Wires, 1.5 m |  |  |  | 223263SP | [9 empty] | 71 | 71
| USB Service Cable M12-5F, RS-485 |  |  |  | 242659 | [9 empty] | 204 | 204
| Probe Mounting Clips (2 pcs) |  |  |  | 243257SP | [9 empty] | 44 | 44
| Probe Mounting Flange |  |  |  | 243261SP | [9 empty] | 113 | 113
| Connection Cable, M12-5F 90° - Open Wires, 0.6 m |  |  |  | 244669SP | [9 empty] | 71 | 71
| Connection Cable M12-5F - Open Wires, Hygienic Design, 1.5m |  |  |  | 254294SP | [9 empty] | 66 | 66
| Connection Cable, M12-5F 90° - Open Wires, 1.5 m |  |  |  | 255102 | [9 empty] | 68 | 68
| Connection Cable, M12-5F - Open Wires, 3 m |  |  |  | 26719SP | [9 empty] | 94 | 94
| Probe Connection Cable (M12-M12), 1.5 m |  |  |  | 272075SP | [9 empty] | 133 | 133
| Flow Through Adapter Assembly GMP252 Spare Part |  |  |  | ASM212011SP | [9 empty] | 131 | 131
| Spray Shield (IPX9 Rating) |  |  |  | ASM212017SP | [9 empty] | 130 | 130
| Magnetic Hanger |  |  |  | ASM214318SP | [9 empty] | 53 | 53
| GMP252 Handle |  |  |  | ASM214342SP | [9 empty] | 69 | 69
| MI70 Connection Cable with M12-5F Connector |  |  |  | CBL210472 | [9 empty] | 320 | 320
| Flat Cable, M12-5(M) - M12-5(F), 1m |  |  |  | CBL210493SP | [9 empty] | 143 | 143
| Cable, Sensor, M12/5(F)-Open For GMP250 Probes |  |  |  | CBL210780-1MSP | [9 empty] | 147 | 147
| Porous Sintered PTFE Filter, Extra Protection |  |  |  | DRW244221SP | [9 empty] | 101 | 101
| Calibration Adapter |  |  |  | DRW244827SP | [9 empty] | 184 | 184
| Radiation Shield for Outdoor Use |  |  |  | DTR250 | [9 empty] | 419 | 419
| Radiation Shield with Mast Installation Kit |  |  |  | DTR250A | [9 empty] | 580 | 580
| GMP252 Handle with Magnetic Hanger |  |  |  | GMP252HANDLESP | [9 empty] | 121 | 121
| Indigo-compatible USB Adapter |  |  |  | USB2 | [9 empty] | 157 | 157
1
2
3
4
5
6
7
0
1
2
3
4
5
6
A
A
B
C
0
T
A
B
0
1
3
4
5
6
7
8
9
C
F
H
N
1
2
3

## GMP251
[17 empty] | Select grey column and press delete to clear selections => |  |  | TRUE
TRUE
|  |  |  | Price valid from: 2025-04-23 |  | Back to Index | [13 empty] | FALSE
[55 empty] | 1 AND (NOT 2) | 1 AND (NOT (2 OR 3))
GMP251
| CO2 Probe for % Measurements | [14 empty] | 0%
[5 empty] | Sparepart | Not valid Configuration | 1 | 2 | 3 | 4 | 5 | 6 | 7 | 8 | List Price (CAD) | Discounted
|  | CO2 Probe for % Measurements |  |  |  | GMP251 | 4: 0 | 1169 | 1169 | Status | Selected | 0 | 0 | 0 | 0 | 0 | 0 | 0 | 0 | 0 | 0 | 0 | 0 | 0 | 0 | 0 | 0 | 0 | 0 | TRUE | 0 | 0 | 0 | 0 | 0 | 0 | 0 | 0 | 0 | 0 | 0 | 0 | 0 | 0 | 0 | 0 | 0 | 0 | 0
hardware | 1 | Probe Type |  | 0...20% Probe with Standard Filter | [12 empty] | 0 |  | 0 | -1 | -1 | -1 | -1 | -1 | bar: 1 to 8
|  |  |  | 0...10% Probe with Standard Filter | [12 empty] | 0 |  | -1 | 0 | -1 | -1 | -1 | -1 | bar: 1 to 8
|  |  |  | 0...5% Probe with Standard Filter | [12 empty] | 0 |  | -1 | -1 | 0 | -1 | -1 | -1 | bar: 1 to 8
|  |  |  | 0...2% Probe with Standard Filter | [12 empty] | 0 |  | -1 | -1 | -1 | 0 | -1 | -1 | bar: 1 to 8
|  |  |  | 0...3% Probe with Standard Filter | [12 empty] | 0 |  | -1 | -1 | -1 | -1 | 0 | -1 | bar: 1 to 8
|  |  | • | 0...20% Probe with Flow-through Adapter | [10 empty] | 44 | 44 | 0 |  | -1 | -1 | -1 | -1 | -1 | 0 | bar: 1 to 8
settings | 2 | Output Mode |  | RS-485 Modbus |  |  | 2: 0 |  |  | 0 | [7 empty] | 0 | -1 | -1 | -1 | -1 | -1 | -1 | -1 | -1 | [9 empty] | -1
|  |  |  | Digital Output RS-485 | [12 empty] | 0 | [7 empty] | -1 | 0 | -1 | -1 | -1 | -1 | -1 | -1 | -1 | [9 empty] | -1 | bar: 2 to 8
|  |  |  | 4...20mA Output |  |  | 2: 2 |  |  | 0 | [7 empty] | -1 | -1 | 0 | -1 | -1 | -1 | -1 | -1 | -1
|  |  |  | 0...20mA Output |  |  | 2: 3 |  |  | 0 | [7 empty] | -1 | -1 | -1 | 0 | -1 | -1 | -1 | -1 | -1
|  |  |  | 0...5V Output |  |  | 2: 4 |  |  | 0 | [7 empty] | -1 | -1 | -1 | -1 | 0 | -1 | -1 | -1 | -1 | [9 empty] | -1
|  |  |  | 0...10V Output |  |  | 2: 5 |  |  | 0 | [7 empty] | -1 | -1 | -1 | -1 | -1 | 0 | -1 | -1 | -1 | [9 empty] | -1
|  |  |  | 0...1V Output |  |  | 2: 6 |  |  | 0 | [7 empty] | -1 | -1 | -1 | -1 | -1 | -1 | 0 | -1 | -1
|  |  |  | 0...10V Output with Error Level 10.3V | [12 empty] | 0 | [7 empty] | -1 | -1 | -1 | -1 | -1 | -1 | -1 | 0 | -1 | bar: 2 to 8
|  |  |  | 0...1V Output with ERROR level 1V | [12 empty] | 0 | [7 empty] | -1 | -1 | -1 | -1 | -1 | -1 | -1 | -1 | 0 | bar: 1 to 8
| 3 | Temperature Compensation |  | Temperature Setpoint +25°C (+77°F) | [12 empty] | 0 | [16 empty] | 0 | -1 | -1 | bar: 1 to 8
|  |  |  | Temperature Setpoint +37°C (+99°F) | [12 empty] | 0 | [16 empty] | -1 | 0 | -1 | bar: 3 to 8
|  |  |  | Active Internal Temperature Compensation ON | [12 empty] | 0 | [16 empty] | -1 | -1 | 0 | bar: 1 to 8
| 4 | Pressure Compensation |  | Pressure Setpoint 1013 hPa |  |  | 4: 0 |  |  | 0 | TRUE | [18 empty] | 0
| 5 | Background Gas Compensations |  | Background Gas Setpoint 0%O2, 0%RH | [12 empty] | 0 | [20 empty] | 0 | -1 | -1 | bar: 1 to 8
|  |  |  | Background Gas Setpoint 21%O2, 50%RH | [12 empty] | 0 | [20 empty] | -1 | 0 | -1 | bar: 5 to 8
|  |  |  | Background Gas Setpoint 19.7%O2, 93%RH | [12 empty] | 0 | [20 empty] | -1 | -1 | 0 | bar: 1 to 8
accessory | 6 | Cable |  | No Cable |  |  | 6: 0 |  |  | 0 | [23 empty] | 0 | -1 | -1 | -1 | -1 | -1 | -1 | -1
|  |  | • | 1.5 m Probe Cable with Open Wires | 223263SP | [9 empty] | 71 | 71 | 0 | [23 empty] | -1 | 0 | -1 | -1 | -1 | -1 | -1 | -1 | bar: 6 to 8
|  |  | • | High Temperature Durable Cable | CBL210347-10SP |  | 6: 2 | 101 | 101 | 0 | [23 empty] | -1 | -1 | 0 | -1 | -1 | -1 | -1 | -1
|  |  | • | 0.6 m Probe cable with Open Wires and 90° Plug | 244669SP |  | 6: 3 | 71 | 71 | 0 | [23 empty] | -1 | -1 | -1 | 0 | -1 | -1 | -1 | -1
|  |  | • | 10 m Probe Cable with Open Wires |  |  | 6: 4 | 113 | 113 | 0 | [23 empty] | -1 | -1 | -1 | -1 | 0 | -1 | -1 | -1
|  |  | • | 3 m Probe Cable with Open Wires | 26719SP |  | 6: 5 | 91 | 91 | 0 | [23 empty] | -1 | -1 | -1 | -1 | -1 | 0 | -1 | -1
|  |  | • | 1.5 m Probe cable with Open Wires and 90° Plug |  |  | 6: 6 | 71 | 71 | 0 | [23 empty] | -1 | -1 | -1 | -1 | -1 | -1 | 0 | -1
|  |  | • | High Temperature Durable Cable With Open Wires | CBL210780-1MSP |  | 6: 7 | 147 | 147 | 0 | [23 empty] | -1 | -1 | -1 | -1 | -1 | -1 | -1 | 0
| 7 | Mounting | • | Probe Mounting Clips (2 pcs) | 243257SP | [9 empty] | 24 | 24 | 0 | [31 empty] | 0 | -1 | -1 | bar: 1 to 8
|  |  | • | Probe Mounting Flange | 243261SP | [9 empty] | 93 | 93 | 0 | [31 empty] | -1 | 0 | -1 | bar: 7 to 8
|  |  |  | No Mounting Accessories | [12 empty] | 0 | [31 empty] | -1 | -1 | 0 | bar: 1 to 8
hardware | 8 | Package |  | Single Package | [12 empty] | 0 | [34 empty] | 0 | -1 | -1 | bar: 1 to 8
|  |  |  | 10 Piece Multi-package (available if the order contains 10 units) |  |  | 8: 2 |  |  | 0 | [34 empty] | -1 | 0 | -1
|  |  | • | Single Package with Relay Box |  |  | 8: 3 | 301 | 301 | 0 | [34 empty] | -1 | -1 | 0
[6 empty] | GMP251 | 1: 0 | 1169 | 1169 | 0
| Note: |  | Selections in bold are included in the prices of the basic versions.
|  | • | Selections in italic are available at an extra price.
| Links: |  | User guide
Datasheet
Technical drawing
Vaisala.com product page
Services (online store)
| accessory |  |  |  | item code
| Connection Cable, M12-5F - Open Wires, 10 m |  |  |  | 216546SP | [9 empty] | 180 | 180
| Connection Cable, M12-5F - Open Wires, 1.5 m |  |  |  | 223263SP | [9 empty] | 71 | 71
| USB Service Cable M12-5F, RS-485 |  |  |  | 242659 | [9 empty] | 204 | 204
| Probe Mounting Clips (2 pcs) |  |  |  | 243257SP | [9 empty] | 44 | 44
| Probe Mounting Flange |  |  |  | 243261SP | [9 empty] | 113 | 113
| Connection Cable, M12-5F 90° - Open Wires, 0.6 m |  |  |  | 244669SP | [9 empty] | 71 | 71
| Connection Cable, M12-5F 90° - Open Wires, 1.5 m |  |  |  | 255102 | [9 empty] | 68 | 68
| Connection Cable, M12-5F - Open Wires, 3 m |  |  |  | 26719SP | [9 empty] | 94 | 94
| Spare Part 1m High Heat Cable M12-M12 |  |  |  | 271038SP | [9 empty] | 221 | 221
| Standard Membrane Filter |  |  |  | ASM211650SP | [9 empty] | 44 | 44
| Flow-through Adapter with Gas Ports |  |  |  | ASM211697SP | [9 empty] | 113 | 113
| Spray Shield (IPX9 Rating) |  |  |  | ASM212017SP | [9 empty] | 130 | 130
| High Temperature Durable Cable (Special Plug), 10 pcs |  |  |  | CBL210347-10SP | [9 empty] | 1574 | 1574
| MI70 Connection Cable with M12-5F Connector |  |  |  | CBL210472 | [9 empty] | 320 | 320
| Flat Cable, M12-5(M) - M12-5(F), 1m |  |  |  | CBL210493SP | [9 empty] | 143 | 143
| Cable, Sensor, M12/5(F)-Open For GMP250 Probes |  |  |  | CBL210780-1MSP | [9 empty] | 147 | 147
| Porous Sintered PTFE filter Extra Protection |  |  |  | DRW243649SP | [9 empty] | 71 | 71
| Calibration Adapter |  |  |  | DRW244827SP | [9 empty] | 184 | 184
| Radiation Shield for Outdoor Use |  |  |  | DTR250 | [9 empty] | 419 | 419
| Radiation Shield with Mast Installation Kit |  |  |  | DTR250A | [9 empty] | 580 | 580
| Indigo-compatible USB Adapter |  |  |  | USB2 | [9 empty] | 157 | 157
| Service |  |  |  | item code
| Services for GMP251 |  |  |  | GMP251SERVICES
A
B
C
D
E
F
0
1
2
3
4
5
6
H
T
A
B
C
0
A
B
C
0
1
2
3
4
5
6
7
C
F
N
1
2
3

## GMP231
[19 empty] | Select grey column and press delete to clear selections => |  |  | TRUE
TRUE
|  |  |  | Price valid from: 2025-04-23 |  | Back to Index | [15 empty] | FALSE
GMP231
| Carbon Dioxide probe High T durable | [16 empty] | 0%
[5 empty] | Sparepart | Not valid Configuration | 1 | 2 | 3 | 4 | 5 | 6 | 7 | 8 | 9 | 10 | List Price (CAD) | Discounted
|  | Carbon Dioxide probe High T durable |  |  |  | GMP231 | 6: 0 | 1725 | 1725 | Status | Selected | 0 | 0 | 0 | 0 | 0 | 0 | 0 | 0 | 0 | 0 | 0 | 0 | 0 | TRUE | 0 | 0 | 0 | 0 | 0 | 0 | 0 | 0 | 0 | 0
hardware | 1 | Probe Type |  | 0...20% standard | [14 empty] | 0 |  | 0 | bar: 1 to 10
settings | 2 | Analog Output Setting |  | 4...20 mA corresponding 0...20% CO2 |  |  | 2: 0 |  |  | 0 |  |  | 0 | -1 | -1 | -1
|  |  |  | 0...20 mA corresponding 0...20% CO2 | [14 empty] | 0 |  |  | -1 | 0 | -1 | -1 | bar: 2 to 10
|  |  |  | 4...20 mA corresponding 0...10% CO2 |  |  | 2: 2 |  |  | 0 |  |  | -1 | -1 | 0 | -1
|  |  |  | 0...20 mA corresponding 0...10% CO2 |  |  | 2: 3 |  |  | 0 |  |  | -1 | -1 | -1 | 0
| 3 | Temperature Compensation |  | T-compensation ON, Default value 37 °C | [14 empty] | 0 | [6 empty] | 0 | -1 | -1 | bar: 1 to 10
|  |  |  | Active Internal Temperature Compensation ON | [14 empty] | 0 | [6 empty] | -1 | 0 | -1 | bar: 3 to 10
|  |  |  | T-compensation OFF | [14 empty] | 0 | [6 empty] | -1 | -1 | 0 | bar: 1 to 10
| 4 | Pressure Compensation |  | Active Internal Pressure Compensation ON |  |  | 4: 0 |  |  | 0 | [9 empty] | 0 | -1 | -1
|  |  |  | P-compensation ON, default Value 1013 hPa | [14 empty] | 0 | [9 empty] | -1 | 0 | -1 | bar: 4 to 10
|  |  |  | P-Compensation OFF |  |  | 4: 2 |  |  | 0 | [9 empty] | -1 | -1 | 0
| 5 | Background Gas Compensations |  | Backgroung gas Compensation OFF | [14 empty] | 0 | [12 empty] | 0 | -1 | bar: 1 to 10
|  |  |  | Background gas compensation ON, default 19.7% O2 and 93% RH | [14 empty] | 0 | [12 empty] | -1 | 0 | bar: 5 to 10
hardware | 6 | Sensor Filter |  | Standard Filter |  |  | 6: 0 |  |  | 0 | TRUE | [13 empty] | 0
accessory | 7 | Cable |  | No Cable | [14 empty] | 0 | [15 empty] | 0 | -1 | -1 | bar: 1 to 10
|  |  | • | Cable with Open Wires | DRW240977SP | [11 empty] | 71 | 71 | 0 | [15 empty] | -1 | 0 | -1 | bar: 7 to 10
|  |  | • | Custom Cable with Molex connector | ASM210903SP | [11 empty] | 71 | 71 | 0 | [15 empty] | -1 | -1 | 0 | bar: 1 to 10
| 8 | Mounting |  | No Accessories |  |  | 8: 0 |  |  | 0 | [18 empty] | 0 | -1 | -1
|  |  | • | Silicon Plug For Sensor Mounting (44mm) | DRW240015SP | [11 empty] | 42 | 42 | 0 | [18 empty] | -1 | 0 | -1 | bar: 8 to 10
|  |  | • | Silicon Plug and Flange For Mounting (44mm) |  |  | 8: 2 | 71 | 71 | 0 | [18 empty] | -1 | -1 | 0
hardware | 9 | Package |  | Single Packing |  |  | 9: 0 |  |  | 0 | [21 empty] | 0 | -1
|  |  |  | 10 Piece Multi-package (available if the order contains 10 units) | [14 empty] | 0 | [21 empty] | -1 | 0 | bar: 9 to 10
accessory | 10 | User's Guide |  | No User's Guide | [14 empty] | 0 | [23 empty] | 0 | -1 | bar: 1 to 10
|  |  |  | Quick Guide | [14 empty] | 0 | [23 empty] | -1 | 0 | bar: 10
[6 empty] | GMP231 | 1: 0 | 1725 | 1725 | 0
| Note: |  | Selections in bold are included in the prices of the basic versions.
|  | • | Selections in italic are available at an extra price.
| Links: |  | User guide
Datasheet
Technical drawing
Vaisala.com product page
Services (online store)
| accessory |  |  |  | item code
| USB-M12 Service Cable |  |  |  | 221040 | [11 empty] | 217 | 217
| MI70 connection cable |  |  |  | 221801 | [11 empty] | 282 | 282
| Calibration Adapter GMP231 |  |  |  | 239523 | [11 empty] | 111 | 111
| Cable 0.6m w/Milli-Grid GMP231 |  |  |  | ASM210903SP | [11 empty] | 71 | 71
| Silicone Plug GMP231 |  |  |  | DRW240015SP | [11 empty] | 42 | 42
| Attachment Bracket GMP231 |  |  |  | DRW240247SP | [11 empty] | 42 | 42
| PTFE filter GMP231 |  |  |  | DRW240494SP | [11 empty] | 42 | 42
| Cable 0.9m w/open ends GMP231 |  |  |  | DRW240977SP | [11 empty] | 71 | 71
A
0
1
2
3
A
B
N
0
1
2
A
B
0
A
B
C
0
1
2
0
1
A
B

## family PDT100
|  | Price valid from: 2025-04-23 | Back to Index
family PDT100
| Description |  | Product Code | List Price (CAD) | Discounted
| Differential Pressure +/-125Pa 4-20mA. Tubing & wiring not incl. |  | PDT101-P4C2 | 561 | 561
| Differential Pressure +/- 0.50" H2O. 4-20mA. Tubing & wiring not incl. |  | PDT101-W4C2 | 561 | 561
| Differential Pressure +/-125Pa 0-5VDC/0-10VDC. Tubing & wiring not incl. |  | PDT101-P4V2 | 561 | 561
| Differential Pressure +/-0.50" H2O. 0-5VDC/0-10VDC. Tubing & wires not incl. |  | PDT101-W4V2 | 561 | 561
| Differential Pressure(+/-0.25" H2O). 0-5VDC/0-10VDC. Tubing & wires not incl. |  | PDT101-W4V | 561 | 561
| Differential Pressure Transmitter, 4...20mA (+/-50Pa.) |  | PDT102-P2C | 1527 | 1527
| Differential Pressure Transmitter, 4...20mA (+/-50Pa.) |  | PDT102-P2CT | 1791 | 1791
| Differential Pressure Transmitter |  | PDT102-P2V | 1549 | 1549
| Differential Pressure Transmitter, 0...5VDC (+/-50Pa.) |  | PDT102-P2VT | 1808 | 1808
| Differential Pressure Transmitter, 4...20mA (+/-50Pa.) |  | PDT102-P5CT | 1354 | 1354
| Differential Pressure Transmitter |  | PDT102-P5V | 1117 | 1117
| Differential Pressure Transmitter, 0...5VDC (+/-50Pa.) |  | PDT102-P5VT | 1378 | 1378
| Differential Pressure Transmitter, 4...20mA (+/-0.25inWC) |  | PDT102-W2C | 1527 | 1527
| Differential Pressure Transmitter |  | PDT102-W2CT | 1791 | 1791
| Differential Pressure Transmitter, 0...5VDC (+/-0.25inWC) |  | PDT102-W2V | 1549 | 1549
| Differential Pressure Transmitter |  | PDT102-W2VT | 1808 | 1808
| Differential Pressure Transmitter, 4...20mA (+/-0.25inWC) |  | PDT102-W5C | 1094 | 1094
| Differential Pressure Transmitter, 0...5VDC (+/-0.25inWC) |  | PDT102-W5V | 1117 | 1117
| Differential Pressure Transmitter |  | PDT102-W5VT | 1378 | 1378
| Differential Pressure (+/- 60Pa.). 4-20mA. Tubing & wiring not included |  | PDT101-P4C | 561 | 561
| Differential Pressure, +/-60Pa 0-5VDC/0-10VDC. Tubing & wiring not included. |  | PDT101-P4V | 561 | 561
| Differential Pressure (+/- 0.25" H2O). 4-20mA.Tubing & wiring not incl. |  | PDT101-W4C | 561 | 561
| Differential Pressure Transmitter, 4...20mA (+/-50Pa.) |  | PDT102-P5C | 1094 | 1094
| Differential Pressure Transmitter |  | PDT102-W5CT | 1354 | 1354
| Actuator tool for PDT102 |  | 230359 | 147 | 147
| Differential Pressure Transmitter, 0-500 Pa, 4-20 mA, 1% accuracy |  | PDT101-P10C | 405 | 405
| Differential Pressure Transmitter, 0-500 Pa, 0-10 V (no cal. cert.) |  | PDT101-P10VX | 278 | 278
| Differential Pressure Transmitter, 0-500 Pa, 4-20 mA (no cal. cert.) |  | PDT101-P10CX | 278 | 278
| Differential Pressure Transmitter, 0-2 inH2O, 0-10 V, 1% accuracy |  | PDT101-W10V | 405 | 405
| Differential Pressure Transmitter, 0-2 inH2O, 4-20 mA, 1% accuracy |  | PDT101-W10C | 405 | 405
| Differential Pressure Transmitter, 0-500 Pa, 0-10 V, 1% accuracy |  | PDT101-P10V | 405 | 405
| Differential Pressure Transmitter, 0-2 inH2O, 0-10 V (no cal. cert.) |  | PDT101-W10VX | 278 | 278
| Differential Pressure Transmitter, 0-2 inH2O, 4-20 mA (no cal. cert.) |  | PDT101-W10CX | 278 | 278

## PTU300
Select grey cells and press delete to clear selections =>
|  |  |  | Price valid from: 2025-04-23 |  | Back to Index
PTU300
| Pressure, Humidity and Temperature Transmitter | [29 empty] | 0%
[5 empty] | Sparepart | No configuration checking! | 1 | 2 | 3 | 4 | 5 | 6 | 7 | 8 | 9 | 10 | 11 | 12 | 13 | 14 | 15 | 16 | 17 | 18 | 19 | 20 | 21 | 22 | 23 | List Price (CAD) | Discounted | Item code
|  | Pressure, Humidity and Temperature Transmitter |  |  |  | PTU300 | [23 empty] | 0 | 0 | bar: 1 to 5
hardware | 1 | Transmitter Type | • | PTU301 Wall type transmitter | [25 empty] | 4286 | 4286 | bar: 1 to 5
|  |  | • | PTU303 for outdoor use |  |  | 1: 3 | 4532 | 4532
|  |  | • | PTU307 for demanding meteorological installations |  |  | 1: 7 | 5880 | 5880
|  |  | • | PTU308 probe with a sliding connector |  |  | 1: 8 | 6001 | 6001
|  |  | • | PTU303 pressure and temperature only | [25 empty] | 4263 | 4263 | bar: 1 to 5
| 2 | Pressure Range | • | Baro-1 Module ClassA 500-1100 hPa,1pcs BARO-1 | [25 empty] | 454 | 454 | bar: 1 to 5
|  |  |  | Baro-1 Module ClassB 500-1100 hPa,1pcs BARO-1 |  |  | 2: 2
|  |  | • | Baro-1 Module ClassA 500-1100 hPa,2pcs BARO-1 |  |  | 2: 3 | 1436 | 1436
|  |  | • | Baro-1 Module ClassB 500-1100 hPa,2pcs BARO-1 |  |  | 2: 4 | 988 | 988
|  |  |  | Baro-1 Module 50-1100 hPa,1pcs BARO-1 |  |  | 2: 5
|  |  | • | Baro-1 Module 50-1100 hPa,2pcs BARO-1 |  |  | 2: 6 | 988 | 988
| 3 | Probe Cables, Humidity and Temperature |  | HMP307 Probe with 0.57m Cable (+180°C) |  |  | 3: 4
|  |  |  | HMP303 Probe (0.25m,Semi-Ass.) +80°C |  |  | 3: 8
HMP301 Probe for Wall Mount | bar: 1 to 5
HMP303 Probe with 2m Cable | bar: 3 to 5
|  |  | • | HMP303 Probe with 5m Cable | [25 empty] | 336 | 336 | bar: 1 to 5
|  |  | • | HMP303 Probe with 10m Cable | [25 empty] | 704 | 704 | bar: 3 to 5
HMP307 Probe with 2m Cable (+180°C) | bar: 1 to 5
|  |  | • | HMP307 Probe with 5m Cable (+180°C) | [25 empty] | 346 | 346 | bar: 3 to 5
|  |  | • | HMP307 Probe with 10m Cable (+180°C) | [25 empty] | 771 | 771 | bar: 1 to 5
T-probe, 2m, -70..+180°C | bar: 3 to 5
|  |  | • | T-probe, 5m, -70..+180°C | [25 empty] | 49 | 49 | bar: 1 to 5
|  |  | • | Tprobe, 10m, -70..+180°C | [25 empty] | 224 | 224 | bar: 3 to 5
T-probe, 14m | bar: 1 to 5
T-probe,1m, -70..+180°C 1/4 DIN Class B Jumo | bar: 3 to 5
|  |  | • | HMP308 Probe (max insertion depth 149mm / 5.9 in) with 5m (16ft) FEP Cable | [25 empty] | 346 | 346 | bar: 1 to 5
|  |  | • | HMP303 Probe with 20m Cable | [25 empty] | 985 | 985 | bar: 3 to 5
|  |  | • | HMP307 Probe with 20m Cable (+180°C) | [25 empty] | 1423 | 1423 | bar: 1 to 5
| 4 | Additional Temperature Probe |  | No Temperature Probe |  |  | 4: 0
|  |  | • | T-probe, 2m, -70..+180°C, 1/4 DIN Class B | [25 empty] | 331 | 331 | bar: 4 to 5
|  |  | • | T-probe, 5m, -70..+180°C, 1/4 DIN Class B |  |  | 4: 2 | 380 | 380
|  |  | • | T-probe,10m, -70..+180°C, 1/4 DIN Class B |  |  | 4: 3 | 558 | 558
|  |  | • | Tprobe, 14m |  |  | 4: 4 | 661 | 661
|  |  | • | T-probe,20m, -70..+180°C, 1/4 DIN Class B |  |  | 4: 7 | 751 | 751
|  |  | • | T-probe,0.5m, -70..+180°C, 1/4 DIN Class B |  |  | 4: 8 | 283 | 283
|  |  | • | T-probe,1m, -70..+180°C, 1/4 DIN Class B |  |  | 4: 9 | 283 | 283
| 5 | Display |  | Cover without Display |  |  | 5: 0
|  |  | • | Display Cover | [25 empty] | 471 | 471 | bar: 5
| 6 | Power Supply |  | Standard power supply, 10...35 VDC 24 VAC | bar: 1 to 6
|  |  | • | Power supply with galvanic isolation, 10...35 VDC 24 VAC | [25 empty] | 137 | 137 | bar: 6
|  |  | • | Internal AC-power (110....240 VAC) | [25 empty] | 452 | 452 | bar: 1 to 6
|  |  | • | Power Supply Module (100-240 VAC) with US Power Cord | [25 empty] | 471 | 471 | bar: 6
|  |  | • | Power Supply Module with UK-Power Cord | [25 empty] | 471 | 471 | bar: 1 to 6
|  |  | • | Power Supply Module with AUS-Power Cord | [25 empty] | 461 | 461 | bar: 6
|  |  | • | Power Supply Module with EUR-Power Cord | [25 empty] | 461 | 461 | bar: 1 to 6
|  |  | • | Mi70usadapter For HMT330 PF | [25 empty] | 126 | 126 | bar: 6
settings | 7 | Output Signal |  | No Analog Outputs |  |  | 7: 0
Analog Output (CH1,CH2) Output 4...20mA | bar: 7
|  |  |  | Analog Output (CH1+CH2) Output 0...20mA |  |  | 7: 2
|  |  |  | Analog Output (CH1+CH2) Output 0...1V |  |  | 7: 3
|  |  |  | Analog Output (CH1+CH2) Output 0...5V |  |  | 7: 4
|  |  |  | Analog Output (CH1+CH2) Output 0...10V |  |  | 7: 5
| 8 | Parameter and Scaling for Analog Output Ch1 |  | No Analog Outputs | bar: 1 to 6; 8
RH 0...100%RH | bar: 8
T (range selected separately) | bar: 1 to 6; 8
Td -40...+100 °C (-40...212 °F) | bar: 8
Channel 1 Tdf (-20...+100C) | bar: 1 to 6; 8
Channel 1 a (0...600g/m3) | bar: 8
Tw +0...+100 °C (+32...+212°F) | bar: 1 to 6; 8
x 0...500 g/kg (0...3500 gr/lb) | bar: 8
h -40....+1500 kj/kg (-9.5...+652.6 Btu/lb) | bar: 1 to 6; 8
pw 0...1000 hPa (0…14.5 psi) | bar: 8
pws 0...1000 hPa (0…14.5 psi) | bar: 1 to 6; 8
Channel 1 dT(-10...+50C) | bar: 8
Special parameter and scale, please specify: | bar: 1 to 6; 8
| 9 | Parameter and Scaling for Analog Output Ch2 |  | No Analog Outputs | bar: 1 to 6; 9
RH 0...100%RH | bar: 9
T (range selected separately) | bar: 1 to 6; 9
Channel 2 Td (-20...100C) | bar: 9
Channel 2 Tdf (-20...100C) | bar: 1 to 6; 9
Channel 2 a (0...600g/m3) | bar: 9
Tw +0...+100 °C (+32...+212°F) | bar: 1 to 6; 9
x 0...500 g/kg (0...3500 gr/lb) | bar: 9
h -40....+1500 kj/kg (-9.5...+652.6 Btu/lb) | bar: 1 to 6; 9
pw 0...1000 hPa (0…14.5 psi) | bar: 9
pws 0...1000 hPa (0…14.5 psi) | bar: 1 to 6; 9
Channel 2 dT(-10...+50C) | bar: 9
Special parameter and scale, please specify: | bar: 1 to 6; 9
| 10 | Parameter and Scaling for Analog Output Ch3 |  | No Analog Outputs | bar: 1 to 6; 10
|  |  | • | Channel 3 P (Full pressure range) | [25 empty] | 390 | 390 | bar: 10
|  |  | • | Channel 3 Special | [25 empty] | 390 | 390 | bar: 1 to 6; 10
| 11 | Analog Output Range for Temperature |  | No T-Range | bar: 1 to 6; 11
T -40...+60 °C (-40...+140 °F) | bar: 11
Temperature Range T -40...+80 °C (-40...+176°F) | bar: 1 to 6; 11
Temperature Range -40...+120C | bar: 11
T -40...+180 °C (-40...+356 °F) | bar: 1 to 6; 11
T -20...+60°C (-4...+140 °F) | bar: 11
T -20...+80 °C (-4...+176 °F) | bar: 1 to 6; 11
T -20...+120 °C (-4...+248 °F) | bar: 11
Temperature Range -20...+180C | bar: 1 to 6; 11
T 0...+60 °C (+32...+140 °F) | bar: 11
T 0...+100 °C (+32...+ 212 °F) | bar: 1 to 6; 11
T 0...+120 °C (+32...+248 °F) | bar: 11
Temperature Range 0...+180C | bar: 1 to 6; 11
Temperature Range -60...+60C, MET | bar: 11
T Special range, please specify: | bar: 1 to 6; 11
| 12 | Output Format for Serial Interface |  | PTU200 Output Format Standard | bar: 1 to 6; 12
| 13 | Output Units |  | Metric Units | bar: 1 to 6; 13
Non Metric Units | bar: 13
hardware | 14 | Optional Module |  | No Module |  |  | 14: 0
|  |  | • | Relay Module | [25 empty] | 422 | 422 | bar: 14
|  |  | • | RS-485 Interface with Galvanic Isolation (Serial ASCII, Modbus RTU) |  |  | 14: 2 | 338 | 338
|  |  | • | Data Logger Module |  |  | 14: 6 | 834 | 834
| 15 | Cable Bushings |  | Cable Gland, Metal, EMC M20x1.5/6mm, 8.0 - 11.0mm, Ms/Ni/TPE/NBR, IP68 | bar: 1 to 5; 7 to 13; 15
Conduit fitting NPT1/2 | bar: 15
|  |  | • | Connection Cable Set | [25 empty] | 142 | 142 | bar: 1 to 5; 7 to 13; 15
|  |  | • | 8-Pin Connector Set | [25 empty] | 147 | 147 | bar: 15
|  |  | • | D9 Connector | [25 empty] | 146 | 146 | bar: 1 to 5; 7 to 13; 15
|  |  | • | Cable Gland + Conduit Fi for HMT330pf | [25 empty] | 111 | 111 | bar: 15
| 16 | Pressure Fitting |  | Pressure Connector M5 (10-32) | bar: 1 to 5; 7 to 13; 16
|  |  | • | Pressure Connector KD-M5 |  |  | 16: 2 | 78 | 78
accessory | 17 | Transmitter Installation |  | No Installation Kit | bar: 1 to 17
|  |  | • | Wall Mounting Kit | [25 empty] | 173 | 173 | bar: 17
|  |  | • | Installation Kit for Pole or Pipeline | [25 empty] | 224 | 224 | bar: 1 to 17
|  |  | • | Outdoor Installation kit (Weather shield) | TMT130 | [24 empty] | 236 | 236 | bar: 17
|  |  | • | DIN Rail Clips with Installation Plate | [25 empty] | 195 | 195 | bar: 1 to 17
|  |  | • | Wall Mounting Kit with Probe Holder | [25 empty] | 173 | 173 | bar: 17
hardware | 18 | Humidity Sensor |  | No Sensor |  |  | 18: 0
General purpose HUMICAP180 | bar: 18
|  |  |  | Special Sensor for High Chemical Concentrations HUMICAP180L2 |  |  | 18: 2
|  |  | • | Composite Sensor HUMICAP180C |  |  | 18: 3 | 49 | 49
|  |  | • | Composite Sensor with Chemical Purge Default HUMICAP180C |  |  | 18: 4 | 49 | 49
General Purpose HUMICAP180R | bar: 18
|  |  | • | Composite Sensor HUMICAP180RC | [25 empty] | 49 | 49 | bar: 1 to 5; 7 to 13; 17 to 18
|  |  | • | Composite Sensor with Chemical Purge Default HUMICAP180RC | [25 empty] | 49 | 49 | bar: 18
|  |  | • | Composite Sensor HUMICAPR2 (VHM180C) | [25 empty] | 257 | 257 | bar: 1 to 5; 7 to 13; 17 to 18
|  |  | • | Composite sensor with Chemical Purge default HUMICAPR2 (VHM180C) | [25 empty] | 257 | 257 | bar: 18
| 19 | Sensor Protection |  | No Filter | bar: 1 to 5; 7 to 13; 17; 19
DRW010281 PPS Grid with steel Netting | bar: 19
DRW010276 Filter Grid | bar: 1 to 5; 7 to 13; 17; 19
SST Sintered Filter | bar: 19
Stainless Steel Filter HM47453 | bar: 1 to 5; 7 to 13; 17; 19
2 x grid filter DRW010276 | bar: 19
accessory | 20 | Installation Kit for Probe |  | No Installation Kit |  |  | 20: 0
|  |  | • | Duct Installation Kit | [25 empty] | 130 | 130 | bar: 20
|  |  | • | Cable Gland AGRO |  |  | 20: 2 | 88 | 88
|  |  | • | Thread Bar Set |  |  | 20: 3 | 854 | 854
|  |  | • | Swagelok NPT (12 mm) |  |  | 20: 4 | 106 | 106
|  |  | • | Swagelok ISO (12 mm) |  |  | 20: 5 | 106 | 106
|  |  | • | 2 x Duct Installation Kits |  |  | 20: 6 | 316 | 316
|  |  | • | 2 x Swagelok NPT (12 + 6 mm) |  |  | 20: 7 | 214 | 214
|  |  | • | 2 x Swagelok ISO (12 + 6 mm) |  |  | 20: 8 | 214 | 214
|  |  | • | Swagelok ISO 1/2" (12 mm) |  |  | 20: 9 | 158 | 158
|  |  | • | 2 x Swagelok ISO1/2" (12 + 6 m) | [25 empty] | 266 | 266 | bar: 1 to 16; 18 to 20
NPT fitting body | bar: 20
ISO fitting body | bar: 1 to 16; 18 to 20
| 21 | User's Guide Language |  | No User's Guide | bar: 1 to 16; 18 to 19; 21
User´s Guide PTU300 | bar: 21
User´s Guide PTU300 | bar: 1 to 16; 18 to 19; 21
User´s Guide PTU300 | bar: 21
User's Guide PTU300 | bar: 1 to 16; 18 to 19; 21
| 22 | PC Accessories |  | No Accessories |  |  | 22: 0
|  |  | • | Connection cable for MI70LINK PC Software, RS232 Serial Cable with D9 Female Connector |  |  | 22: 2 | 153 | 153
|  |  | • | USB Service Cable, RJ45 |  |  | 22: 3 | 163 | 163
| 23 | Calibration Certificate |  | ISO9001 Compliant Factory Calibration. No Calibration Contract | bar: 1 to 16; 18 to 19; 23
Special Calibration | bar: 23
[6 empty] | PTU300 | [23 empty] | 0 | 0
| Note: |  | Selections in bold are included in the prices of the basic versions.
|  | • | Selections in italic are available at an extra price.
| Links: |  | User guide
Datasheet
Technical drawing
Services (online store)
| accessory |  |  |  | item code
| Calibration Adapter for HMK15 |  |  |  | 211302SP | [24 empty] | 35 | 35
| MI70 Connection Cable for HMT/DMT/MMT/PTB330 and HMT120/130-series |  |  |  | 211339 | [24 empty] | 101 | 101
| M12 Connection cable 5M |  |  |  | 212142 | [24 empty] | 118 | 118
| Connector 8 Pin M12 with Screw Terminals |  |  |  | 212416SP | [24 empty] | 146 | 146
| DC adapter and RS-232 cable for PC |  |  |  | 213019 | [24 empty] | 106 | 106
| DC adapter cable |  |  |  | 213026 | [24 empty] | 111 | 111
| Dummy Plug M20x1.5 |  |  |  | 214672SP | [24 empty] | 31 | 31
| Cable Gland M20x1.5 for 8...11mm Cable |  |  |  | 214728SP | [24 empty] | 44 | 44
| Cable Gland M20x1.5 for 11...14mm Cable |  |  |  | 214729 | [24 empty] | 26 | 26
| Conduit Fitting M20x1.5 for NPT1/2 Conduit |  |  |  | 214780SP | [24 empty] | 62 | 62
| Male Connector 8 pin M12 with Cable and Adapter |  |  |  | 214806SP | [24 empty] | 60 | 60
| Wall Mounting Kit |  |  |  | 214829 | [24 empty] | 173 | 173
| Connection cable for MI70LINK PC Software, RS232 Serial Cable with D9 Female Connector |  |  |  | 215005 | [24 empty] | 153 | 153
| Plate with DIN Rail Clip Installation Plate |  |  |  | 215094SP | [24 empty] | 189 | 189
| Installation Kit for Pole or Pipeline |  |  |  | 215108 | [24 empty] | 224 | 224
| Outdoor Installation kit (Weather shield) |  |  |  | 215109 | [24 empty] | 236 | 236
| Panel Mounting frame |  |  |  | 216038 | [24 empty] | 41 | 41
| Calibration Adapter (short) for HMK15 |  |  |  | 218377SP | [24 empty] | 35 | 35
| USB Service Cable, RJ45 |  |  |  | 219685 | [24 empty] | 163 | 163
| Wall Mounting Kit with Probe Holder |  |  |  | 226252 | [24 empty] | 173 | 173
| Analog Output Module |  |  |  | AOUT-1 | [24 empty] | 288 | 288
| Power Supply Module with AC Cord, AUS |  |  |  | AUSPOWER-1SP | [24 empty] | 456 | 456
| Galvanic Isolation Module |  |  |  | DCDC-1 | [24 empty] | 118 | 118
| Radiation Shield with Mounting Kit |  |  |  | DTR502B | [24 empty] | 883 | 883
| Power Supply Module with AC Cord, EUR |  |  |  | EURPOWER-1SP | [24 empty] | 456 | 456
| AC-adapter for MI70 Indicator, all Plugs |  |  |  | MI70ALLADAPTER | [24 empty] | 173 | 173
| AC-adapter for MI70 Indicator, AUS Plug |  |  |  | MI70AUSADAPTER | [24 empty] | 121 | 121
| AC-adapter for MI70 Indicator, EURO Plug |  |  |  | MI70EUROADAPTER | [24 empty] | 121 | 121
| AC-adapter for MI70 Indicator, UK Plug |  |  |  | MI70UKADAPTER | [24 empty] | 121 | 121
| AC-adapter for MI70 Indicator, US Plug |  |  |  | MI70USADAPTER | [24 empty] | 121 | 121
| Power Supply Module |  |  |  | POWER-1 | [24 empty] | 439 | 439
| Relay Module |  |  |  | RELAY-1 | [24 empty] | 358 | 358
| RS485 Module |  |  |  | RS485-1 | [24 empty] | 288 | 288
| Static Pressure Head |  |  |  | SPH10 | [24 empty] | 718 | 718
| Static Pressure Head with heating |  |  |  | SPH20 | [24 empty] | 2102 | 2102
| Power Supply Module with AC Cord, US |  |  |  | USPOWER-1SP | [24 empty] | 448 | 448
| Service |  |  |  | item code
| Services for PTU301 |  |  |  | PTU301SERVICES
| Services for PTU303 |  |  |  | PTU303SERVICES
| Services for PTU307 |  |  |  | PTU307SERVICES
| Services for PTU30T |  |  |  | PTU30TSERVICES
1
3
7
8
T
1
2
3
4
5
6
4
8
A
B
C
D
E
F
G
H
J
K
L
M
N
P
R
0
1
2
3
4
7
8
9
0
1
A
B
C
D
E
F
G
K
0
1
2
3
4
5
A
B
C
D
E
F
G
H
J
K
L
M
X
A
B
C
D
E
F
G
H
J
K
L
M
X
A
P
X
A
B
C
D
E
F
G
H
J
K
L
M
N
O
X
1
A
B
0
1
2
6
A
B
C
D
E
F
1
2
A
B
C
D
E
F
0
1
2
3
4
A
B
C
D
E
A
B
C
D
E
F
0
1
2
3
4
5
6
7
8
9
A
D
E
A
B
D
J
R
0
2
3
A
X